## Title
Illustration of residual charge TPM amendment proposal
Electricity Authority
Date: | August 2024
Version: | v1.0

## Overview
Overview
Purpose
To illustrate the impact of the identified residual charge issues and the proposed solution this workbook models the impact in two parts
| Part 1: | - the indicative increase in residual charges for existing customers increasing their consumption by an additional 10,000MWh per year.
- demonstrates the alternative formula of the residual charge allocation, and demonstrates the allocation are the same as under the status quo formula
| Part 2: | - the indicative rebalancing of residual charges for existing customers between the status quo and proposal if implemented in PY26/27.
Important assumptions
The modelling in Part 1 uses several important assumptions to show the working of the alternative formula (which with the same inputs produces the same results) and demonstrate the issue with the status quo (by running a scenario where all customers' load increases by 10,000,000kWh):
- builds on Transpower’s indicative prices for PY22/23.
- ignores the long lag with which changes in consumption feed through to charges (by assuming the change in demand takes immediate effect)
- assumes there are no other changes to the customer’s energy consumption
- assumes the residual charge allocation rate (the $/kW figure applied to a customer’s AMDR) remains constant.
The modelling in Part 2 uses several important assumptions. As such forecasts should not be taken as a prediction of residual charges in PY26/27 (as these will also be influenced by a number of other factors).
The important assumptions are:
- Our starting point for demand (AMDR) and energy consumption (ATGE) is Transpower's indicative pricing for PY22/23 and reconciled offtake data for each network that is published on the Authority’s EMI website.
- We model the residual charge revenue of the PY22/23 indicative pricing ($454m). This does not incorporate any expected increases in residual revenue for RCP4.
Transpower's indicative transmission charge modelling estimates residual charge revenue of $622m in PY26/27. If this residual revenue were reflected in the Commerce Commission's final RCP4 decision all estimates in our modelling would be about 40% higher than the indicative figures in this workbook
- Transpower's indicative pricing for PY22/23 may reflect adjustments to residual charges under the TPM or additional information on gross energy.
These are also reflected in the figures for PY22/23. Our inputs and calculations for PY26/27 do not reflect any adjustments events or additional information on demand met from behind-the-meter generation that may have been applied since TPM implementation by Transpower.
- We have updated the list of designated transmission customers that are customers in PY24/25 and also made the following assumptions:
- Due to data availability from our sources, we have assumed Manawa Energy and Whareroa Cogeneration Limited’s gross energy in PY26/27 is the same as in PY22/23.
- We have assumed customers that connected after PY22/23 receive no allocation of charges. Customers could add their data to the modelling using the placeholder rows provided.
- We have excluded parties that are no longer transmission customers in PY24/25 (eg, Norske Skog).

## Part 1>>
This page intentionally left blank

## Outputs - Part 1
Outputs - Part 1
Lines business
[5 empty] | Status quo |  |  |  |  | Proposal
Customer code | Customer name | Customer type | Additional gross energy (kWh) | x | AMDR (kW) (using conversion factor formula with individual conversion factors) | Residual charge rate ($/kW) | Annual residual charge (ARC) ($) | SQ - incremental annual residual charge for additional scenario load ($) | x | AMDR (kW) (using conversion factor formula with individual conversion factors) | AMDR (kW) (using conversion factor formula with uniform conversion factor) | Ratio of LATGEn: ATGEbaseline | AMDR (kW) (using conversion factor formula with uniform conversion factor) | Residual charge rate ($/kW) | Annual residual charge (ARC) ($) | Alternative- incremental annual residual charge for additional scenario load ($) | Customer | SQ - incremental annual residual charge for additional scenario load ($) | AMDR (kW) (using conversion factor formula with uniform conversion factor)
Alpine Energy Ltd | ALPE | Lines Business | 10000000 | 0 | 159864.5406 | 54.5323 | 8717788.8746 | 106647.2171 | 0 | 159864.5406 | 159940.4684 | 1 | 159940.4684 | 54.5323 | 8721929.3947 | 110787.7373 | Alpine Energy Ltd | 159864.5406
Aurora Energy Limited | DUNE | Lines Business | 10000000 | 0 | 316766.083 | 54.5323 | 17273998.5003 | 122751.3794 | 0 | 316766.083 | 316546.6968 | 1 | 316546.6968 | 54.5323 | 17262034.8582 | 110787.7373 | Aurora Energy Limited | 316766.083
Buller Electricity Ltd | BUEL | Lines Business | 10000000 | 0 | 14489.5897 | 54.5323 | 790151.3574 | 105369.7556 | 0 | 14489.5897 | 14588.9432 | 1 | 14588.9432 | 54.5323 | 795569.3392 | 110787.7373 | Buller Electricity Ltd | 14489.5897
Centralines Limited | CHBP | Lines Business | 10000000 | 0 | 22156.1503 | 54.5323 | 1208226.9149 | 95705.5676 | 0 | 22156.1503 | 22432.7232 | 1 | 22432.7232 | 54.5323 | 1223309.0847 | 110787.7373 | Centralines Limited | 22156.1503
Counties Energy Ltd | COUP | Lines Business | 10000000 | 0 | 127758.9472 | 54.5323 | 6966995.4593 | 115217.3887 | 0 | 127758.9472 | 127677.7174 | 1 | 127677.7174 | 54.5323 | 6962565.8079 | 110787.7373 | Counties Energy Ltd | 127758.9472
EA Networks | EASH | Lines Business | 10000000 | 0 | 167067.234 | 54.5323 | 9110568.6622 | 147983.5964 | 0 | 167067.234 | 166385.146 | 1 | 166385.146 | 54.5323 | 9073372.8031 | 110787.7373 | EA Networks | 167067.234
Electra Limited | HORO | Lines Business | 10000000 | 0 | 113687.5545 | 54.5323 | 6199649.3661 | 137287.8483 | 0 | 113687.5545 | 113201.6024 | 1 | 113201.6024 | 54.5323 | 6173149.2551 | 110787.7373 | Electra Limited | 113687.5545
Firstlight Network Limited | EAST | Lines Business | 10000000 | 0 | 62297.2289 | 54.5323 | 3397214.2099 | 107362.8437 | 0 | 62297.2289 | 62360.0337 | 1 | 62360.0337 | 54.5323 | 3400639.1034 | 110787.7373 | Firstlight Network Limited | 62297.2289
Horizon Energy Distribution Ltd | HRZE | Lines Business | 10000000 | 0 | 95764.0069 | 54.5323 | 5222236.2217 | 98625.6533 | 0 | 95764.0069 | 95987.0321 | 1 | 95987.0321 | 54.5323 | 5234398.3057 | 110787.7373 | Horizon Energy Distribution Ltd | 95764.0069
Mainpower New Zealand Limited | MPOW | Lines Business | 10000000 | 0 | 135778.2513 | 54.5323 | 7404306.9484 | 113629.1189 | 0 | 135778.2513 | 135726.1468 | 1 | 135726.1468 | 54.5323 | 7401465.5668 | 110787.7373 | Mainpower New Zealand Limited | 135778.2513
Marlborough Lines Limited | MARL | Lines Business | 10000000 | 0 | 75402.3133 | 54.5323 | 4111865.2429 | 99861.7709 | 0 | 75402.3133 | 75602.6708 | 1 | 75602.6708 | 54.5323 | 4122791.2093 | 110787.7373 | Marlborough Lines Limited | 75402.3133
Nelson Electricity Ltd | NELS | Lines Business | 10000000 | 0 | 16670.8866 | 54.5323 | 909102.6019 | 146463.203 | 0 | 16670.8866 | 16016.6792 | 1 | 16016.6792 | 54.5323 | 873427.1362 | 110787.7373 | Nelson Electricity Ltd | 16670.8866
Network Tasman Limited | TASM | Lines Business | 10000000 | 0 | 148689.2934 | 54.5323 | 8108376.4011 | 106565.555 | 0 | 148689.2934 | 148766.7187 | 1 | 148766.7187 | 54.5323 | 8112598.5833 | 110787.7373 | Network Tasman Limited | 148689.2934 | 110787.7373
Network Waitaki Limited | WATA | Lines Business | 10000000 | 0 | 66141.3942 | 54.5323 | 3606845.572 | 132372.8806 | 0 | 66141.3942 | 65745.5714 | 1 | 65745.5714 | 54.5323 | 3585260.4287 | 110787.7373 | Network Waitaki Limited | 66141.3942
Northpower Limited | NPOW | Lines Business | 10000000 | 0 | 182822.7159 | 54.5323 | 9969752.0996 | 89394.8302 | 0 | 182822.7159 | 183215.0135 | 1 | 183215.0135 | 54.5323 | 9991145.0067 | 110787.7373 | Northpower Limited | 182822.7159
Orion New Zealand Limited | ORON | Lines Business | 10000000 | 0 | 755387.0929 | 54.5323 | 41193032.3681 | 124551.5848 | 0 | 755387.0929 | 755134.695 | 1 | 755134.695 | 54.5323 | 41179268.5206 | 110787.7373 | Orion New Zealand Limited | 755387.0929
Powerco Limited | POCO | Lines Business | 10000000 | 0 | 1041733.4142 | 54.5323 | 56808169.8177 | 111076.8635 | 0 | 1041733.4142 | 1041728.1123 | 1 | 1041728.1123 | 54.5323 | 56807880.6915 | 110787.7373 | Powerco Limited | 1041733.4142
Powernet Ltd | POWN | Lines Business | 10000000 | 0 | 283280.8804 | 54.5323 | 15447971.7576 | 103175.8466 | 0 | 283280.8804 | 283420.4653 | 1 | 283420.4653 | 54.5323 | 15455583.6482 | 110787.7373 | Powernet Ltd | 283280.8804
Scanpower Limited | SCAN | Lines Business | 10000000 | 0 | 16968.93 | 54.5323 | 925355.6105 | 99960.5108 | 0 | 16968.93 | 17167.4769 | 1 | 17167.4769 | 54.5323 | 936182.8371 | 110787.7373 | Scanpower Limited | 16968.93
The Lines Company Ltd | WTOM | Lines Business | 10000000 | 0 | 79754.026 | 54.5323 | 4349174.3556 | 128854.4148 | 0 | 79754.026 | 79422.7239 | 1 | 79422.7239 | 54.5323 | 4331107.6781 | 110787.7373 | The Lines Company Ltd | 79754.026
Top Energy Ltd | TOPE | Lines Business | 10000000 | 0 | 71725.6173 | 54.5323 | 3911366.3722 | 106027.6502 | 0 | 71725.6173 | 71812.9065 | 1 | 71812.9065 | 54.5323 | 3916126.4594 | 110787.7373 | Top Energy Ltd | 71725.6173
Unison Networks Limited | UNIS | Lines Business | 10000000 | 0 | 365512.1313 | 54.5323 | 19932235.0027 | 117723.8368 | 0 | 365512.1313 | 365384.9389 | 1 | 365384.9389 | 54.5323 | 19925298.9033 | 110787.7373 | Unison Networks Limited | 365512.1313
Vector Limited | VECT | Lines Business | 10000000 | 0 | 1991809.3514 | 54.5323 | 108618042.1368 | 124544.4769 | 0 | 1991809.3514 | 1991557.0839 | 1 | 1991557.0839 | 54.5323 | 108604285.3972 | 110787.7373 | Vector Limited | 1991809.3514
Waipa Networks Limited | WAIP | Lines Business | 10000000 | 0 | 77368.2268 | 54.5323 | 4219071.124 | 102048.8265 | 0 | 77368.2268 | 77528.4787 | 1 | 77528.4787 | 54.5323 | 4227810.0348 | 110787.7373 | Waipa Networks Limited | 77368.2268
WEL Networks Limited | WELE | Lines Business | 10000000 | 0 | 296680.2309 | 54.5323 | 16178669.8093 | 116988.9122 | 0 | 296680.2309 | 296566.5154 | 1 | 296566.5154 | 54.5323 | 16172468.6344 | 110787.7373 | WEL Networks Limited | 296680.2309
Wellington Electricity Lines Limited | UNET | Lines Business | 10000000 | 0 | 569657.7371 | 54.5323 | 31064774.3703 | 127140.5582 | 0 | 569657.7371 | 569357.8633 | 1 | 569357.8633 | 54.5323 | 31048421.5494 | 110787.7373 | Wellington Electricity Lines Limited | 569657.7371
Westpower Limited | WPOW | Lines Business | 10000000 | 0 | 55491.9504 | 54.5323 | 3026106.3931 | 115176.513 | 0 | 55491.9504 | 55411.4702 | 1 | 55411.4702 | 54.5323 | 3021717.6174 | 110787.7373 | Westpower Limited | 55491.9504
[17 empty] | Minimum | 14489.5897
[17 empty] | Median | 127758.9472 | 110787.7373
[17 empty] | Maximum | 1991809.3514
Generator
[5 empty] | Status quo |  |  |  |  | Proposal
Customer code | Customer name | Customer type | Additional gross energy (kWh) | x | AMDR (kW) (using conversion factor formula with individual conversion factors) | Residual charge rate ($/kW) | Annual residual charge (ARC) ($) | SQ - incremental annual residual charge for additional scenario load ($) | x | AMDR (kW) (using conversion factor formula with individual conversion factors) | AMDR (kW) (using conversion factor formula with uniform conversion factor) | Ratio of LATGEn: ATGEbaseline | AMDR (kW) (using conversion factor formula with uniform conversion factor) | Residual charge rate ($/kW) | Annual residual charge (ARC) ($) | Alternative- incremental annual residual charge for additional scenario load ($) | Customer | SQ - incremental annual residual charge for additional scenario load ($) | AMDR (kW) (using conversion factor formula with uniform conversion factor)
Contact Energy Limited | CTCT | Generator | 10000000 | 0 | 55740.3761 | 54.5323 | 3039653.6297 | 1734890.6676 | 0 | 55740.3761 | 25957.9998 | 1 | 25957.9998 | 54.5323 | 1415550.6994 | 110787.7373 | Contact Energy Limited | 55740.3761
Genesis Energy Ltd | GENE | Generator | 10000000 | 0 | 37834.9279 | 54.5323 | 2063227.4832 | 1394813.0825 | 0 | 37834.9279 | 14288.8058 | 1 | 14288.8058 | 54.5323 | 779202.1381 | 110787.7373 | Genesis Energy Ltd | 37834.9279
Manawa Energy Ltd | TRUG | Generator | 10000000 | 0 | 53630.6234 | 54.5323 | 2924603.8588 | 2892175.3257 | 0 | 53630.6234 | 2626.2626 | 1 | 2626.2626 | 54.5323 | 143216.2703 | 110787.7373 | Manawa Energy Ltd | 53630.6234
MEL (Te Apiti) Limited | MELT | Generator | 10000000 | 0 | 18057.0498 | 54.5323 | 984693.3359 | 933026.2161 | 0 | 18057.0498 | 2979.0548 | 1 | 2979.0548 | 54.5323 | 162454.8571 | 110787.7373 | MEL (Te Apiti) Limited | 18057.0498
MEL (West Wind) Limited | MELW | Generator | 10000000 | 0 | 18226.3149 | 54.5323 | 993923.7591 | 930002.6539 | 0 | 18226.3149 | 3203.7652 | 1 | 3203.7652 | 54.5323 | 174708.8425 | 110787.7373 | MEL (West Wind) Limited | 18226.3149
Mercury NZ Limited | MRPL | Generator | 10000000 | 0 | 36972.3572 | 54.5323 | 2016189.4748 | 237111.7545 | 0 | 36972.3572 | 34655.8603 | 1 | 34655.8603 | 54.5323 | 1889865.4576 | 110787.7373 | Mercury NZ Limited | 36972.3572
Mercury SPV Limited | MSVP | Generator | 10000000 | 0 |  | 54.5323 |  |  | 0 |  | 2031.5967 |  | 2031.5967 | 54.5323 | 110787.7373 | 110787.7373 | Mercury SPV Limited
Meridian Energy Limited | MERI | Generator | 10000000 | 0 | 54302.5951 | 54.5323 | 2961248.0521 | 1547774.0426 | 0 | 54302.5951 | 27951.5147 | 1 | 27951.5147 | 54.5323 | 1524261.7469 | 110787.7373 | Meridian Energy Limited | 54302.5951 | 110787.7373
Nga Awa Purua Joint Venture | NAPA | Generator | 10000000 | 0 | 502117.289 | 54.5323 | 27381635.1026 | 27094293.348 | 0 | 502117.289 | 7300.7949 | 1 | 7300.7949 | 54.5323 | 398129.4919 | 110787.7373 | Nga Awa Purua Joint Venture | 502117.289
Ngatamariki Geothermal Ltd | NTRG | Generator | 10000000 | 0 | 2543156.8045 | 54.5323 | 138684313.7152 | 138596838.3207 | 0 | 2543156.8045 | 3635.6976 | 1 | 3635.6976 | 54.5323 | 198263.1318 | 110787.7373 | Ngatamariki Geothermal Ltd | 2543156.8045
Nova Energy Limited | TBOP | Generator | 10000000 | 0 | 9828.5573 | 54.5323 | 535974.316 | 92268.62 | 0 | 9828.5573 | 10168.1561 | 1 | 10168.1561 | 54.5323 | 554493.4334 | 110787.7373 | Nova Energy Limited | 9828.5573
Tararua Wind Power | TARW | Generator | 10000000 | 0 | 20530.4723 | 54.5323 | 1119574.875 | 1059222.9594 | 0 | 20530.4723 | 3138.3144 | 1 | 3138.3144 | 54.5323 | 171139.6529 | 110787.7373 | Tararua Wind Power | 20530.4723
Kawerau Geothermal Limited | KWGL | Generator | 10000000 | 0 | 0 | 0 | 0 | 0 | 0 | 0 | 0 | 0 | 0 | 0 | 0 | 0 | Kawerau Geothermal Limited | 0
Resolution Development Ltd | SOLE | Generator | 10000000 | 0 | 0 | 0 | 0 | 0 | 0 | 0 | 0 | 0 | 0 | 0 | 0 | 0 | Resolution Development Ltd | 0
Southern Generation GP Limited | SOU2 | Generator | 10000000 | 0 | 0 | 0 | 0 | 0 | 0 | 0 | 0 | 0 | 0 | 0 | 0 | 0 | Southern Generation GP Limited | 0
Waverley Windfarm Limited | WAV1 | Generator | 10000000 | 0 | 0 | 0 | 0 | 0 | 0 | 0 | 0 | 0 | 0 | 0 | 0 | 0 | Waverley Windfarm Limited | 0
Mercury NZ Limited | SCGL | Generator | 10000000 | 0 | 0 | 0 | 0 | 0 | 0 | 0 | 0 | 0 | 0 | 0 | 0 | 0 | Mercury NZ Limited | 0
[17 empty] | Minimum | 9828.5573
[17 empty] | Median | 37834.9279 | 110787.7373
[17 empty] | Maximum | 2543156.8045
Direct connect
[5 empty] | Status quo |  |  |  |  | Proposal
Customer code | Customer name | Customer type | Additional gross energy (kWh) | x | AMDR (kW) (using conversion factor formula with individual conversion factors) | Residual charge rate ($/kW) | Annual residual charge (ARC) ($) | SQ - incremental annual residual charge for additional scenario load ($) | x | AMDR (kW) (using conversion factor formula with individual conversion factors) | AMDR (kW) (using conversion factor formula with uniform conversion factor) | Ratio of LATGEn: ATGEbaseline | AMDR (kW) (using conversion factor formula with uniform conversion factor) | Residual charge rate ($/kW) | Annual residual charge (ARC) ($) | Alternative- incremental annual residual charge for additional scenario load ($) | Customer | SQ - incremental annual residual charge for additional scenario load ($) | AMDR (kW) (using conversion factor formula with uniform conversion factor)
Beach Energy Resources NZ (Holdings) Ltd | KUPE | Direct Connect | 10000000 | 0 | 10692.514 | 54.5323 | 583087.9042 | 83064.9062 | 0 | 10692.514 | 11200.8881 | 1 | 11200.8881 | 54.5323 | 610810.7353 | 110787.7373 | Beach Energy Resources NZ (Holdings) Ltd | 10692.514
Daiken Southland Limited | RAYN | Direct Connect | 10000000 | 0 | 10803.6141 | 54.5323 | 589146.4519 | 86743.734 | 0 | 10803.6141 | 11244.5268 | 1 | 11244.5268 | 54.5323 | 613190.4553 | 110787.7373 | Daiken Southland Limited | 10803.6141
KiwiRail Holdings Limited | TRNZ | Direct Connect | 10000000 | 0 | 53036.1193 | 54.5323 | 2892184.1521 | 476672.0793 | 0 | 53036.1193 | 46326.6276 | 1 | 46326.6276 | 54.5323 | 2526299.8101 | 110787.7373 | KiwiRail Holdings Limited | 53036.1193
Methanex New Zealand Ltd | METH | Direct Connect | 10000000 | 0 | 10918.5984 | 54.5323 | 595416.8135 | 99315.1581 | 0 | 10918.5984 | 11128.9795 | 1 | 11128.9795 | 54.5323 | 606889.3928 | 110787.7373 | Methanex New Zealand Ltd | 10918.5984
New Zealand Steel Limited | NZST | Direct Connect | 10000000 | 0 | 160116.7553 | 54.5323 | 8731542.7348 | 79956.3648 | 0 | 160116.7553 | 160682.133 | 1 | 160682.133 | 54.5323 | 8762374.1073 | 110787.7373 | New Zealand Steel Limited | 160116.7553
NZ Aluminium Smelters Limited | NZAS | Direct Connect | 10000000 | 0 | 591253.3419 | 54.5323 | 32242433.4197 | 63537.5717 | 0 | 591253.3419 | 592119.8031 | 1 | 592119.8031 | 54.5323 | 32289683.5853 | 110787.7373 | NZ Aluminium Smelters Limited | 591253.3419
OMV New Zealand Limited | OMVP | Direct Connect | 10000000 | 0 | 0 | 54.5323 | 0 | 0 | 0 | 0 | 0 |  | 0 | 54.5323 | 0 | 0 | OMV New Zealand Limited | 0 | 11200.8881
Pan Pac Forest Product Limited | PANP | Direct Connect | 10000000 | 0 | 79237.6038 | 54.5323 | 4321012.6432 | 82598.0761 | 0 | 79237.6038 | 79754.5385 | 1 | 79754.5385 | 54.5323 | 4349202.3044 | 110787.7373 | Pan Pac Forest Product Limited | 79237.6038
Southpark Utilities Limited | SHPK | Direct Connect | 10000000 | 0 | 3886.2232 | 54.5323 | 211924.8802 | 202578.5451 | 0 | 3886.2232 | 2202.9873 | 1 | 2202.9873 | 54.5323 | 120134.0724 | 110787.7373 | Southpark Utilities Limited | 3886.2232
Whareroa Cogeneration Limited | KIWI | Direct Connect | 10000000 | 0 | 30806.9642 | 54.5323 | 1679976.1154 | 99061.8663 | 0 | 30806.9642 | 31021.9902 | 1 | 31021.9902 | 54.5323 | 1691701.9864 | 110787.7373 | Whareroa Cogeneration Limited | 30806.9642
Winstone Pulp International | WNST | Direct Connect | 10000000 | 0 | 37910.9264 | 54.5323 | 2067371.8562 | 82528.5068 | 0 | 37910.9264 | 38429.1368 | 1 | 38429.1368 | 54.5323 | 2095631.0867 | 110787.7373 | Winstone Pulp International | 0
Oji Fibre Solutions (NZ) Ltd | CHHE | Direct Connect | 10000000 | 0 | 0 | 0 | 0 | 0 | 0 | 0 | 0 | 0 | 0 | 0 | 0 | 0 | Oji Fibre Solutions (NZ) Ltd | 0
[17 empty] | Minimum | 3886.2232
[17 empty] | Median | 30806.9642 | 11200.8881
Table for consultation paper | [16 empty] | Maximum | 591253.3419
Incremental annual residual charge for additional load ($)
|  |  |  | Status quo | Proposal
Lines business | Median |  |  | 127758.9472 | 110787.7373
Direct connect | Median |  |  | 30806.9642 | 11200.8881
Generator | Median |  |  | 37834.9279 | 110787.7373

## Calculations - Part 1
Calculations - Part 1
[7 empty] | Residual charge rate ($ per kW) | 54.5323
Reflects PY24/25 transmission customer list. Read important assumption in 'Overview' sheet
https://static.transpower.co.nz/public/uncontrolled_docs/Apr%202024%20All%20Customer%20Charges%20Report.xlsx?VersionId=jWsUjk5_fhOtz26idHa.bgOODUYv8I2I |  |  | 2022/23 indicative pricing | For 2022/23, AGTEbaseline=LATGE
Customer code | Customer name | Customer type | AMDRbaseline (kW) | ATGEbaseline (kWh) | LATGE (kWh) | RCAF | AMDRn (kW) | Residual charge rate ($/kW) | Annual residual charge (ARC) ($) |  | Equivalence between methods (if inputs are the same)
Alpine Energy Ltd | ALPE | Lines Business | 157908.8717 | 807441758.8008 | 807441758.8008 | 1 | 157908.8717 | 54.5323 | 8611141.6574 |  | TRUE
Aurora Energy Limited | DUNE | Lines Business | 314515.1002 | 1397234573.344 | 1397234573.344 | 1 | 314515.1002 | 54.5323 | 17151247.1209 |  | TRUE
Beach Energy Resources NZ (Holdings) Ltd | KUPE | Direct Connect | 9169.2914 | 60196660.7509 | 60196660.7509 | 1 | 9169.2914 | 54.5323 | 500022.998 |  | TRUE
Buller Electricity Ltd | BUEL | Lines Business | 12557.3466 | 64988439.8218 | 64988439.8218 | 1 | 12557.3466 | 54.5323 | 684781.6019 |  | TRUE
Centralines Limited | CHBP | Lines Business | 20401.1266 | 116244161.7283 | 116244161.7283 | 1 | 20401.1266 | 54.5323 | 1112521.3474 |  | TRUE
Contact Energy Limited | CTCT | Generator | 23926.4032 | 7520721.5444 | 7520721.5444 | 1 | 23926.4032 | 54.5323 | 1304762.9621 |  | TRUE
Counties Energy Ltd | COUP | Lines Business | 125646.1207 | 594682638.5323 | 594682638.5323 | 1 | 125646.1207 | 54.5323 | 6851778.0706 |  | TRUE
Daiken Southland Limited | RAYN | Direct Connect | 9212.9301 | 57918041.4326 | 57918041.4326 | 1 | 9212.9301 | 54.5323 | 502402.7179 |  | TRUE
EA Networks | EASH | Lines Business | 164353.5493 | 605647198.9117 | 605647198.9117 | 1 | 164353.5493 | 54.5323 | 8962585.0658 |  | TRUE
Electra Limited | HORO | Lines Business | 111170.0057 | 441580343.0995 | 441580343.0995 | 1 | 111170.0057 | 54.5323 | 6062361.5178 |  | TRUE
Firstlight Network Limited | EAST | Lines Business | 60328.437 | 306423642.6286 | 306423642.6286 | 1 | 60328.437 | 54.5323 | 3289851.3661 |  | TRUE
Genesis Energy Ltd | GENE | Generator | 12257.2091 | 4792143.1852 | 4792143.1852 | 1 | 12257.2091 | 54.5323 | 668414.4008 |  | TRUE
Horizon Energy Distribution Ltd | HRZE | Lines Business | 93955.4354 | 519500798.8296 | 519500798.8296 | 1 | 93955.4354 | 54.5323 | 5123610.5684 |  | TRUE
KiwiRail Holdings Limited | TRNZ | Direct Connect | 44295.0309 | 50674503.0367 | 50674503.0367 | 1 | 44295.0309 | 54.5323 | 2415512.0728 |  | TRUE
Mainpower New Zealand Limited | MPOW | Lines Business | 133694.5501 | 641620554.5035 | 641620554.5035 | 1 | 133694.5501 | 54.5323 | 7290677.8295 |  | TRUE
Manawa Energy Ltd | TRUG | Generator | 594.666 | 112125.0594 | 112125.0594 | 1 | 594.666 | 54.5323 | 32428.533 |  | TRUE
Marlborough Lines Limited | MARL | Lines Business | 73571.0742 | 401755690.5443 | 401755690.5443 | 1 | 73571.0742 | 54.5323 | 4012003.472 |  | TRUE
MEL (Te Apiti) Limited | MELT | Generator | 947.4582 | 553758.5 | 553758.5 | 1 | 947.4582 | 54.5323 | 51667.1198 |  | TRUE
MEL (West Wind) Limited | MELW | Generator | 1172.1686 | 687321.75 | 687321.75 | 1 | 1172.1686 | 54.5323 | 63921.1052 |  | TRUE
Mercury NZ Limited | MRPL | Generator | 32624.2636 | 75031190.41 | 75031190.41 | 1 | 32624.2636 | 54.5323 | 1779077.7203 |  | TRUE
Mercury SPV Limited | MSVP | Generator | 0 | 0 | 0 |  |  | 54.5323 |  |  | TRUE
Meridian Energy Limited | MERI | Generator | 25919.918 | 9132302.0717 | 9132302.0717 | 1 | 25919.918 | 54.5323 | 1413474.0096 |  | TRUE
Methanex New Zealand Ltd | METH | Direct Connect | 9097.3829 | 49952259.5715 | 49952259.5715 | 1 | 9097.3829 | 54.5323 | 496101.6554 |  | TRUE
Nelson Electricity Ltd | NELS | Lines Business | 13985.0826 | 52070375.5619 | 52070375.5619 | 1 | 13985.0826 | 54.5323 | 762639.3989 |  | TRUE
Network Tasman Limited | TASM | Lines Business | 146735.1221 | 750881543.537 | 750881543.537 | 1 | 146735.1221 | 54.5323 | 8001810.846 |  | TRUE
Network Waitaki Limited | WATA | Lines Business | 63713.9748 | 262476171.5151 | 262476171.5151 | 1 | 63713.9748 | 54.5323 | 3474472.6914 |  | TRUE
New Zealand Steel Limited | NZST | Direct Connect | 158650.5363 | 1082038483.1905 | 1082038483.1905 | 1 | 158650.5363 | 54.5323 | 8651586.37 |  | TRUE
Nga Awa Purua Joint Venture | NAPA | Generator | 5269.1982 | 106052.5 | 106052.5 | 1 | 5269.1982 | 54.5323 | 287341.7545 |  | TRUE
Ngatamariki Geothermal Ltd | NTRG | Generator | 1604.101 | 6311.5 | 6311.5 | 1 | 1604.101 | 54.5323 | 87475.3945 |  | TRUE
Northpower Limited | NPOW | Lines Business | 181183.4168 | 1105249290.3755 | 1105249290.3755 | 1 | 181183.4168 | 54.5323 | 9880357.2693 |  | TRUE
Nova Energy Limited | TBOP | Generator | 8136.5594 | 48088472.1463 | 48088472.1463 | 1 | 8136.5594 | 54.5323 | 443705.6961 |  | TRUE
NZ Aluminium Smelters Limited | NZAS | Direct Connect | 590088.2064 | 5064546057.4357 | 5064546057.4357 | 1 | 590088.2064 | 54.5323 | 32178895.848 |  | TRUE
OMV New Zealand Limited | OMVP | Direct Connect | [8 empty] | TRUE
Orion New Zealand Limited | ORON | Lines Business | 753103.0984 | 3297306964.1578 | 3297306964.1578 | 1 | 753103.0984 | 54.5323 | 41068480.7833 |  | TRUE
Pan Pac Forest Product Limited | PANP | Direct Connect | 77722.9418 | 513137202.178 | 513137202.178 | 1 | 77722.9418 | 54.5323 | 4238414.5671 |  | TRUE
Powerco Limited | POCO | Lines Business | 1039696.5156 | 5104311661.5707 | 5104311661.5707 | 1 | 1039696.5156 | 54.5323 | 56697092.9542 |  | TRUE
Powernet Ltd | POWN | Lines Business | 281388.8686 | 1487246910.1275 | 1487246910.1275 | 1 | 281388.8686 | 54.5323 | 15344795.9109 |  | TRUE
Scanpower Limited | SCAN | Lines Business | 15135.8802 | 82572117.0834 | 82572117.0834 | 1 | 15135.8802 | 54.5323 | 825395.0998 |  | TRUE
Southpark Utilities Limited | SHPK | Direct Connect | 171.3907 | 461368.4574 | 461368.4574 | 1 | 171.3907 | 54.5323 | 9346.3351 |  | TRUE
Tararua Wind Power | TARW | Generator | 1106.7177 | 569775.3725 | 569775.3725 | 1 | 1106.7177 | 54.5323 | 60351.9156 |  | TRUE
The Lines Company Ltd | WTOM | Lines Business | 77391.1273 | 327526220.0754 | 327526220.0754 | 1 | 77391.1273 | 54.5323 | 4220319.9408 |  | TRUE
Top Energy Ltd | TOPE | Lines Business | 69781.3098 | 358900599.6737 | 358900599.6737 | 1 | 69781.3098 | 54.5323 | 3805338.7221 |  | TRUE
Unison Networks Limited | UNIS | Lines Business | 363353.3422 | 1683135014.1327 | 1683135014.1327 | 1 | 363353.3422 | 54.5323 | 19814511.166 |  | TRUE
Vector Limited | VECT | Lines Business | 1989525.4873 | 8711225124.9907 | 8711225124.9907 | 1 | 1989525.4873 | 54.5323 | 108493497.6599 |  | TRUE
Waipa Networks Limited | WAIP | Lines Business | 75496.882 | 403436515.4863 | 403436515.4863 | 1 | 75496.882 | 54.5323 | 4117022.2975 |  | TRUE
WEL Networks Limited | WELE | Lines Business | 294534.9187 | 1372923347.3228 | 1372923347.3228 | 1 | 294534.9187 | 54.5323 | 16061680.8971 |  | TRUE
Wellington Electricity Lines Limited | UNET | Lines Business | 567326.2667 | 2433341039.9242 | 2433341039.9242 | 1 | 567326.2667 | 54.5323 | 30937633.8121 |  | TRUE
Westpower Limited | WPOW | Lines Business | 53379.8736 | 252736413.3115 | 252736413.3115 | 1 | 53379.8736 | 54.5323 | 2910929.8801 |  | TRUE
Whareroa Cogeneration Limited | KIWI | Direct Connect | 28990.3935 | 159588579.0946 | 159588579.0946 | 1 | 28990.3935 | 54.5323 | 1580914.2491 |  | TRUE
Winstone Pulp International | WNST | Direct Connect | 36397.5401 | 240503969.752 | 240503969.752 | 1 | 36397.5401 | 54.5323 | 1984843.3494 |  | TRUE
Kawerau Geothermal Limited | KWGL | Generator
Oji Fibre Solutions (NZ) Ltd | CHHE | Direct Connect
Resolution Development Ltd | SOLE | Generator
Southern Generation GP Limited | SOU2 | Generator
Waverley Windfarm Limited | WAV1 | Generator
Mercury NZ Limited | SCGL | Generator
Calculations with alternative formula
[8 empty] | 8331187.0914 | A. Total AMDRbaseline (kW) | [6 empty] | $m
[8 empty] | 41008076408.5299 | B. Total ATGE baseline (KWh) | [5 empty] | Residual Revenue (RR) | 454.3192
[8 empty] | 0.02032% | A / B | [5 empty] | Total Anytime Maximum Demand - kilowatt | 8331187.0914
54.5323
|  |  | Status quo |  |  |  |  | Alternative formula | [5 empty] | Proposal for consultation
|  |  | Individual conversion factors |  |  |  |  | Uniform conversion factor | [5 empty] | Uniform conversion factor applies where a load customer's LAGEn is equal or greater than the load customer's ATGEbaseline, and individual conversion factor applies otherwise
Customer code | Customer name | Customer type | AMDRbaseline (kW)/ATGEbaseline (kWh) | AMDRn (kW) | Residual charge rate ($ /kW) | Annual residual charge (ARC) ($) |  | Total AMDRbaseline (kW)/ total ATGEbaseline (kWh) | AMDRn (kW) | Residual charge rate ($/kW) | Annual residual charge (ARC) ($) |  |  | Ratio of LATGEn: ATGEbaseline | AMDRn (kW) | Residual charge rate ($/kW) | Annual residual charge (ARC) ($)
Alpine Energy Ltd | ALPE | Lines Business | 0.01956% | 157908.8717 | 54.5323 | 8611141.6574 |  | 0.02032% | 157908.8717 | 54.5323 | 8611141.6574 |  |  | 1 | 157908.8717 | 54.5323 | 8611141.6574
Aurora Energy Limited | DUNE | Lines Business | 0.02251% | 314515.1002 | 54.5323 | 17151247.1209 |  | 0.02032% | 314515.1002 | 54.5323 | 17151247.1209 |  |  | 1 | 314515.1002 | 54.5323 | 17151247.1209
Beach Energy Resources NZ (Holdings) Ltd | KUPE | Direct Connect | 0.01523% | 9169.2914 | 54.5323 | 500022.998 |  | 0.02032% | 9169.2914 | 54.5323 | 500022.998 |  |  | 1 | 9169.2914 | 54.5323 | 500022.998
Buller Electricity Ltd | BUEL | Lines Business | 0.01932% | 12557.3466 | 54.5323 | 684781.6019 |  | 0.02032% | 12557.3466 | 54.5323 | 684781.6019 |  |  | 1 | 12557.3466 | 54.5323 | 684781.6019
Centralines Limited | CHBP | Lines Business | 0.01755% | 20401.1266 | 54.5323 | 1112521.3474 |  | 0.02032% | 20401.1266 | 54.5323 | 1112521.3474 |  |  | 1 | 20401.1266 | 54.5323 | 1112521.3474
Contact Energy Limited | CTCT | Generator | 0.3181% | 23926.4032 | 54.5323 | 1304762.9621 |  | 0.02032% | 23926.4032 | 54.5323 | 1304762.9621 |  |  | 1 | 23926.4032 | 54.5323 | 1304762.9621
Counties Energy Ltd | COUP | Lines Business | 0.02113% | 125646.1207 | 54.5323 | 6851778.0706 |  | 0.02032% | 125646.1207 | 54.5323 | 6851778.0706 |  |  | 1 | 125646.1207 | 54.5323 | 6851778.0706
Daiken Southland Limited | RAYN | Direct Connect | 0.01591% | 9212.9301 | 54.5323 | 502402.7179 |  | 0.02032% | 9212.9301 | 54.5323 | 502402.7179 |  |  | 1 | 9212.9301 | 54.5323 | 502402.7179
EA Networks | EASH | Lines Business | 0.02714% | 164353.5493 | 54.5323 | 8962585.0658 |  | 0.02032% | 164353.5493 | 54.5323 | 8962585.0658 |  |  | 1 | 164353.5493 | 54.5323 | 8962585.0658
Electra Limited | HORO | Lines Business | 0.02518% | 111170.0057 | 54.5323 | 6062361.5178 |  | 0.02032% | 111170.0057 | 54.5323 | 6062361.5178 |  |  | 1 | 111170.0057 | 54.5323 | 6062361.5178
Firstlight Network Limited | EAST | Lines Business | 0.01969% | 60328.437 | 54.5323 | 3289851.3661 |  | 0.02032% | 60328.437 | 54.5323 | 3289851.3661 |  |  | 1 | 60328.437 | 54.5323 | 3289851.3661
Genesis Energy Ltd | GENE | Generator | 0.2558% | 12257.2091 | 54.5323 | 668414.4008 |  | 0.02032% | 12257.2091 | 54.5323 | 668414.4008 |  |  | 1 | 12257.2091 | 54.5323 | 668414.4008
Horizon Energy Distribution Ltd | HRZE | Lines Business | 0.01809% | 93955.4354 | 54.5323 | 5123610.5684 |  | 0.02032% | 93955.4354 | 54.5323 | 5123610.5684 |  |  | 1 | 93955.4354 | 54.5323 | 5123610.5684
KiwiRail Holdings Limited | TRNZ | Direct Connect | 0.08741% | 44295.0309 | 54.5323 | 2415512.0728 |  | 0.02032% | 44295.0309 | 54.5323 | 2415512.0728 |  |  | 1 | 44295.0309 | 54.5323 | 2415512.0728
Mainpower New Zealand Limited | MPOW | Lines Business | 0.02084% | 133694.5501 | 54.5323 | 7290677.8295 |  | 0.02032% | 133694.5501 | 54.5323 | 7290677.8295 |  |  | 1 | 133694.5501 | 54.5323 | 7290677.8295
Manawa Energy Ltd | TRUG | Generator | 0.5304% | 594.666 | 54.5323 | 32428.533 |  | 0.02032% | 594.666 | 54.5323 | 32428.533 |  |  | 1 | 594.666 | 54.5323 | 32428.533
Marlborough Lines Limited | MARL | Lines Business | 0.01831% | 73571.0742 | 54.5323 | 4012003.472 |  | 0.02032% | 73571.0742 | 54.5323 | 4012003.472 |  |  | 1 | 73571.0742 | 54.5323 | 4012003.472
MEL (Te Apiti) Limited | MELT | Generator | 0.1711% | 947.4582 | 54.5323 | 51667.1198 |  | 0.02032% | 947.4582 | 54.5323 | 51667.1198 |  |  | 1 | 947.4582 | 54.5323 | 51667.1198
MEL (West Wind) Limited | MELW | Generator | 0.1705% | 1172.1686 | 54.5323 | 63921.1052 |  | 0.02032% | 1172.1686 | 54.5323 | 63921.1052 |  |  | 1 | 1172.1686 | 54.5323 | 63921.1052
Mercury NZ Limited | MRPL | Generator | 0.04348% | 32624.2636 | 54.5323 | 1779077.7203 |  | 0.02032% | 32624.2636 | 54.5323 | 1779077.7203 |  |  | 1 | 32624.2636 | 54.5323 | 1779077.7203
Mercury SPV Limited | MSVP | Generator |  |  | 54.5323 |  |  | 0.02032% | 0 | 54.5323 | 0 |  |  |  | 0 | 54.5323 | 0
Meridian Energy Limited | MERI | Generator | 0.2838% | 25919.918 | 54.5323 | 1413474.0096 |  | 0.02032% | 25919.918 | 54.5323 | 1413474.0096 |  |  | 1 | 25919.918 | 54.5323 | 1413474.0096
Methanex New Zealand Ltd | METH | Direct Connect | 0.01821% | 9097.3829 | 54.5323 | 496101.6554 |  | 0.02032% | 9097.3829 | 54.5323 | 496101.6554 |  |  | 1 | 9097.3829 | 54.5323 | 496101.6554
Nelson Electricity Ltd | NELS | Lines Business | 0.02686% | 13985.0826 | 54.5323 | 762639.3989 |  | 0.02032% | 13985.0826 | 54.5323 | 762639.3989 |  |  | 1 | 13985.0826 | 54.5323 | 762639.3989
Network Tasman Limited | TASM | Lines Business | 0.01954% | 146735.1221 | 54.5323 | 8001810.846 |  | 0.02032% | 146735.1221 | 54.5323 | 8001810.846 |  |  | 1 | 146735.1221 | 54.5323 | 8001810.846
Network Waitaki Limited | WATA | Lines Business | 0.02427% | 63713.9748 | 54.5323 | 3474472.6914 |  | 0.02032% | 63713.9748 | 54.5323 | 3474472.6914 |  |  | 1 | 63713.9748 | 54.5323 | 3474472.6914
New Zealand Steel Limited | NZST | Direct Connect | 0.01466% | 158650.5363 | 54.5323 | 8651586.37 |  | 0.02032% | 158650.5363 | 54.5323 | 8651586.37 |  |  | 1 | 158650.5363 | 54.5323 | 8651586.37
Nga Awa Purua Joint Venture | NAPA | Generator | 4.968% | 5269.1982 | 54.5323 | 287341.7545 |  | 0.02032% | 5269.1982 | 54.5323 | 287341.7545 |  |  | 1 | 5269.1982 | 54.5323 | 287341.7545
Ngatamariki Geothermal Ltd | NTRG | Generator | 25.42% | 1604.101 | 54.5323 | 87475.3945 |  | 0.02032% | 1604.101 | 54.5323 | 87475.3945 |  |  | 1 | 1604.101 | 54.5323 | 87475.3945
Northpower Limited | NPOW | Lines Business | 0.01639% | 181183.4168 | 54.5323 | 9880357.2693 |  | 0.02032% | 181183.4168 | 54.5323 | 9880357.2693 |  |  | 1 | 181183.4168 | 54.5323 | 9880357.2693
Nova Energy Limited | TBOP | Generator | 0.01692% | 8136.5594 | 54.5323 | 443705.6961 |  | 0.02032% | 8136.5594 | 54.5323 | 443705.6961 |  |  | 1 | 8136.5594 | 54.5323 | 443705.6961
NZ Aluminium Smelters Limited | NZAS | Direct Connect | 0.01165% | 590088.2064 | 54.5323 | 32178895.848 |  | 0.02032% | 590088.2064 | 54.5323 | 32178895.848 |  |  | 1 | 590088.2064 | 54.5323 | 32178895.848
OMV New Zealand Limited | OMVP | Direct Connect
Orion New Zealand Limited | ORON | Lines Business | 0.02284% | 753103.0984 | 54.5323 | 41068480.7833 |  | 0.02032% | 753103.0984 | 54.5323 | 41068480.7833 |  |  | 1 | 753103.0984 | 54.5323 | 41068480.7833
Pan Pac Forest Product Limited | PANP | Direct Connect | 0.01515% | 77722.9418 | 54.5323 | 4238414.5671 |  | 0.02032% | 77722.9418 | 54.5323 | 4238414.5671 |  |  | 1 | 77722.9418 | 54.5323 | 4238414.5671
Powerco Limited | POCO | Lines Business | 0.02037% | 1039696.5156 | 54.5323 | 56697092.9542 |  | 0.02032% | 1039696.5156 | 54.5323 | 56697092.9542 |  |  | 1 | 1039696.5156 | 54.5323 | 56697092.9542
Powernet Ltd | POWN | Lines Business | 0.01892% | 281388.8686 | 54.5323 | 15344795.9109 |  | 0.02032% | 281388.8686 | 54.5323 | 15344795.9109 |  |  | 1 | 281388.8686 | 54.5323 | 15344795.9109
Scanpower Limited | SCAN | Lines Business | 0.01833% | 15135.8802 | 54.5323 | 825395.0998 |  | 0.02032% | 15135.8802 | 54.5323 | 825395.0998 |  |  | 1 | 15135.8802 | 54.5323 | 825395.0998
Southpark Utilities Limited | SHPK | Direct Connect | 0.03715% | 171.3907 | 54.5323 | 9346.3351 |  | 0.02032% | 171.3907 | 54.5323 | 9346.3351 |  |  | 1 | 171.3907 | 54.5323 | 9346.3351
Tararua Wind Power | TARW | Generator | 0.1942% | 1106.7177 | 54.5323 | 60351.9156 |  | 0.02032% | 1106.7177 | 54.5323 | 60351.9156 |  |  | 1 | 1106.7177 | 54.5323 | 60351.9156
The Lines Company Ltd | WTOM | Lines Business | 0.02363% | 77391.1273 | 54.5323 | 4220319.9408 |  | 0.02032% | 77391.1273 | 54.5323 | 4220319.9408 |  |  | 1 | 77391.1273 | 54.5323 | 4220319.9408
Top Energy Ltd | TOPE | Lines Business | 0.01944% | 69781.3098 | 54.5323 | 3805338.7221 |  | 0.02032% | 69781.3098 | 54.5323 | 3805338.7221 |  |  | 1 | 69781.3098 | 54.5323 | 3805338.7221
Unison Networks Limited | UNIS | Lines Business | 0.02159% | 363353.3422 | 54.5323 | 19814511.166 |  | 0.02032% | 363353.3422 | 54.5323 | 19814511.166 |  |  | 1 | 363353.3422 | 54.5323 | 19814511.166
Vector Limited | VECT | Lines Business | 0.02284% | 1989525.4873 | 54.5323 | 108493497.6599 |  | 0.02032% | 1989525.4873 | 54.5323 | 108493497.6599 |  |  | 1 | 1989525.4873 | 54.5323 | 108493497.6599
Waipa Networks Limited | WAIP | Lines Business | 0.01871% | 75496.882 | 54.5323 | 4117022.2975 |  | 0.02032% | 75496.882 | 54.5323 | 4117022.2975 |  |  | 1 | 75496.882 | 54.5323 | 4117022.2975
WEL Networks Limited | WELE | Lines Business | 0.02145% | 294534.9187 | 54.5323 | 16061680.8971 |  | 0.02032% | 294534.9187 | 54.5323 | 16061680.8971 |  |  | 1 | 294534.9187 | 54.5323 | 16061680.8971
Wellington Electricity Lines Limited | UNET | Lines Business | 0.02331% | 567326.2667 | 54.5323 | 30937633.8121 |  | 0.02032% | 567326.2667 | 54.5323 | 30937633.8121 |  |  | 1 | 567326.2667 | 54.5323 | 30937633.8121
Westpower Limited | WPOW | Lines Business | 0.02112% | 53379.8736 | 54.5323 | 2910929.8801 |  | 0.02032% | 53379.8736 | 54.5323 | 2910929.8801 |  |  | 1 | 53379.8736 | 54.5323 | 2910929.8801
Whareroa Cogeneration Limited | KIWI | Direct Connect | 0.01817% | 28990.3935 | 54.5323 | 1580914.2491 |  | 0.02032% | 28990.3935 | 54.5323 | 1580914.2491 |  |  | 1 | 28990.3935 | 54.5323 | 1580914.2491
Winstone Pulp International | WNST | Direct Connect | 0.01513% | 36397.5401 | 54.5323 | 1984843.3494 |  | 0.02032% | 36397.5401 | 54.5323 | 1984843.3494 |  |  | 1 | 36397.5401 | 54.5323 | 1984843.3494
Kawerau Geothermal Limited | KWGL | Generator
Oji Fibre Solutions (NZ) Ltd | CHHE | Direct Connect
Resolution Development Ltd | SOLE | Generator
Southern Generation GP Limited | SOU2 | Generator
Waverley Windfarm Limited | WAV1 | Generator
Mercury NZ Limited | SCGL | Generator
Scenario: additional load connects at all locations
|  | 10000000 | kWh |  | Status quo |  |  |  |  | Proposal
Customer code | Customer name | Customer type | Additional gross energy (kWh) | x | AMDR (kW) (using conversion factor formula with individual conversion factors) | Residual charge rate ($/kW) | Annual residual charge (ARC) ($) | SQ - incremental annual residual charge for additional scenario load ($) | x | AMDR (kW) (using conversion factor formula with individual conversion factors) | AMDR (kW) (using conversion factor formula with uniform conversion factor) | Ratio of LATGEn: ATGEbaseline | AMDR (kW) (using conversion factor formula with uniform conversion factor) | Residual charge rate ($/kW) | Annual residual charge (ARC) ($) | Alternative- incremental annual residual charge for additional scenario load ($) |  | Ratio
Alpine Energy Ltd | ALPE | Lines Business | 10000000 |  | 159864.5406 | 54.5323 | 8717788.8746 | 106647.2171 |  | 159864.5406 | 159940.4684 | 1 | 159940.4684 | 54.5323 | 8721929.3947 | 110787.7373 |  | 1.0005
Aurora Energy Limited | DUNE | Lines Business | 10000000 |  | 316766.083 | 54.5323 | 17273998.5003 | 122751.3794 |  | 316766.083 | 316546.6968 | 1 | 316546.6968 | 54.5323 | 17262034.8582 | 110787.7373 |  | 0.99931
Beach Energy Resources NZ (Holdings) Ltd | KUPE | Direct Connect | 10000000 |  | 10692.514 | 54.5323 | 583087.9042 | 83064.9062 |  | 10692.514 | 11200.8881 | 1 | 11200.8881 | 54.5323 | 610810.7353 | 110787.7373 |  | 1.0475
Buller Electricity Ltd | BUEL | Lines Business | 10000000 |  | 14489.5897 | 54.5323 | 790151.3574 | 105369.7556 |  | 14489.5897 | 14588.9432 | 1 | 14588.9432 | 54.5323 | 795569.3392 | 110787.7373 |  | 1.0069
Centralines Limited | CHBP | Lines Business | 10000000 |  | 22156.1503 | 54.5323 | 1208226.9149 | 95705.5676 |  | 22156.1503 | 22432.7232 | 1 | 22432.7232 | 54.5323 | 1223309.0847 | 110787.7373 |  | 1.0125
Contact Energy Limited | CTCT | Generator | 10000000 |  | 55740.3761 | 54.5323 | 3039653.6297 | 1734890.6676 |  | 55740.3761 | 25957.9998 | 1 | 25957.9998 | 54.5323 | 1415550.6994 | 110787.7373 |  | 0.46569
Counties Energy Ltd | COUP | Lines Business | 10000000 |  | 127758.9472 | 54.5323 | 6966995.4593 | 115217.3887 |  | 127758.9472 | 127677.7174 | 1 | 127677.7174 | 54.5323 | 6962565.8079 | 110787.7373 |  | 0.99936
Daiken Southland Limited | RAYN | Direct Connect | 10000000 |  | 10803.6141 | 54.5323 | 589146.4519 | 86743.734 |  | 10803.6141 | 11244.5268 | 1 | 11244.5268 | 54.5323 | 613190.4553 | 110787.7373 |  | 1.0408
EA Networks | EASH | Lines Business | 10000000 |  | 167067.234 | 54.5323 | 9110568.6622 | 147983.5964 |  | 167067.234 | 166385.146 | 1 | 166385.146 | 54.5323 | 9073372.8031 | 110787.7373 |  | 0.99592
Electra Limited | HORO | Lines Business | 10000000 |  | 113687.5545 | 54.5323 | 6199649.3661 | 137287.8483 |  | 113687.5545 | 113201.6024 | 1 | 113201.6024 | 54.5323 | 6173149.2551 | 110787.7373 |  | 0.99573
Firstlight Network Limited | EAST | Lines Business | 10000000 |  | 62297.2289 | 54.5323 | 3397214.2099 | 107362.8437 |  | 62297.2289 | 62360.0337 | 1 | 62360.0337 | 54.5323 | 3400639.1034 | 110787.7373 |  | 1.001
Genesis Energy Ltd | GENE | Generator | 10000000 |  | 37834.9279 | 54.5323 | 2063227.4832 | 1394813.0825 |  | 37834.9279 | 14288.8058 | 1 | 14288.8058 | 54.5323 | 779202.1381 | 110787.7373 |  | 0.37766
Horizon Energy Distribution Ltd | HRZE | Lines Business | 10000000 |  | 95764.0069 | 54.5323 | 5222236.2217 | 98625.6533 |  | 95764.0069 | 95987.0321 | 1 | 95987.0321 | 54.5323 | 5234398.3057 | 110787.7373 |  | 1.0023
KiwiRail Holdings Limited | TRNZ | Direct Connect | 10000000 |  | 53036.1193 | 54.5323 | 2892184.1521 | 476672.0793 |  | 53036.1193 | 46326.6276 | 1 | 46326.6276 | 54.5323 | 2526299.8101 | 110787.7373 |  | 0.87349
Mainpower New Zealand Limited | MPOW | Lines Business | 10000000 |  | 135778.2513 | 54.5323 | 7404306.9484 | 113629.1189 |  | 135778.2513 | 135726.1468 | 1 | 135726.1468 | 54.5323 | 7401465.5668 | 110787.7373 |  | 0.99962
Manawa Energy Ltd | TRUG | Generator | 10000000 |  | 53630.6234 | 54.5323 | 2924603.8588 | 2892175.3257 |  | 53630.6234 | 2626.2626 | 1 | 2626.2626 | 54.5323 | 143216.2703 | 110787.7373 |  | 0.048969
Marlborough Lines Limited | MARL | Lines Business | 10000000 |  | 75402.3133 | 54.5323 | 4111865.2429 | 99861.7709 |  | 75402.3133 | 75602.6708 | 1 | 75602.6708 | 54.5323 | 4122791.2093 | 110787.7373 |  | 1.0027
MEL (Te Apiti) Limited | MELT | Generator | 10000000 |  | 18057.0498 | 54.5323 | 984693.3359 | 933026.2161 |  | 18057.0498 | 2979.0548 | 1 | 2979.0548 | 54.5323 | 162454.8571 | 110787.7373 |  | 0.16498
MEL (West Wind) Limited | MELW | Generator | 10000000 |  | 18226.3149 | 54.5323 | 993923.7591 | 930002.6539 |  | 18226.3149 | 3203.7652 | 1 | 3203.7652 | 54.5323 | 174708.8425 | 110787.7373 |  | 0.17578
Mercury NZ Limited | MRPL | Generator | 10000000 |  | 36972.3572 | 54.5323 | 2016189.4748 | 237111.7545 |  | 36972.3572 | 34655.8603 | 1 | 34655.8603 | 54.5323 | 1889865.4576 | 110787.7373 |  | 0.93735
Mercury SPV Limited | MSVP | Generator | 10000000 |  |  | 54.5323 |  |  |  |  | 2031.5967 |  | 2031.5967 | 54.5323 | 110787.7373 | 110787.7373
Meridian Energy Limited | MERI | Generator | 10000000 |  | 54302.5951 | 54.5323 | 2961248.0521 | 1547774.0426 |  | 54302.5951 | 27951.5147 | 1 | 27951.5147 | 54.5323 | 1524261.7469 | 110787.7373 |  | 0.51474
Methanex New Zealand Ltd | METH | Direct Connect | 10000000 |  | 10918.5984 | 54.5323 | 595416.8135 | 99315.1581 |  | 10918.5984 | 11128.9795 | 1 | 11128.9795 | 54.5323 | 606889.3928 | 110787.7373 |  | 1.0193
Nelson Electricity Ltd | NELS | Lines Business | 10000000 |  | 16670.8866 | 54.5323 | 909102.6019 | 146463.203 |  | 16670.8866 | 16016.6792 | 1 | 16016.6792 | 54.5323 | 873427.1362 | 110787.7373 |  | 0.96076
Network Tasman Limited | TASM | Lines Business | 10000000 |  | 148689.2934 | 54.5323 | 8108376.4011 | 106565.555 |  | 148689.2934 | 148766.7187 | 1 | 148766.7187 | 54.5323 | 8112598.5833 | 110787.7373 |  | 1.0005
Network Waitaki Limited | WATA | Lines Business | 10000000 |  | 66141.3942 | 54.5323 | 3606845.572 | 132372.8806 |  | 66141.3942 | 65745.5714 | 1 | 65745.5714 | 54.5323 | 3585260.4287 | 110787.7373 |  | 0.99402
New Zealand Steel Limited | NZST | Direct Connect | 10000000 |  | 160116.7553 | 54.5323 | 8731542.7348 | 79956.3648 |  | 160116.7553 | 160682.133 | 1 | 160682.133 | 54.5323 | 8762374.1073 | 110787.7373 |  | 1.0035
Nga Awa Purua Joint Venture | NAPA | Generator | 10000000 |  | 502117.289 | 54.5323 | 27381635.1026 | 27094293.348 |  | 502117.289 | 7300.7949 | 1 | 7300.7949 | 54.5323 | 398129.4919 | 110787.7373 |  | 0.01454
Ngatamariki Geothermal Ltd | NTRG | Generator | 10000000 |  | 2543156.8045 | 54.5323 | 138684313.7152 | 138596838.3207 |  | 2543156.8045 | 3635.6976 | 1 | 3635.6976 | 54.5323 | 198263.1318 | 110787.7373 |  | 0.0014296
Northpower Limited | NPOW | Lines Business | 10000000 |  | 182822.7159 | 54.5323 | 9969752.0996 | 89394.8302 |  | 182822.7159 | 183215.0135 | 1 | 183215.0135 | 54.5323 | 9991145.0067 | 110787.7373 |  | 1.0021
Nova Energy Limited | TBOP | Generator | 10000000 |  | 9828.5573 | 54.5323 | 535974.316 | 92268.62 |  | 9828.5573 | 10168.1561 | 1 | 10168.1561 | 54.5323 | 554493.4334 | 110787.7373 |  | 1.0346
NZ Aluminium Smelters Limited | NZAS | Direct Connect | 10000000 |  | 591253.3419 | 54.5323 | 32242433.4197 | 63537.5717 |  | 591253.3419 | 592119.8031 | 1 | 592119.8031 | 54.5323 | 32289683.5853 | 110787.7373 |  | 1.0015
OMV New Zealand Limited | OMVP | Direct Connect | 10000000 |  | 0 | 54.5323 | 0 | 0 |  | 0 | 0 |  | 0 | 54.5323 | 0 | 0
Orion New Zealand Limited | ORON | Lines Business | 10000000 |  | 755387.0929 | 54.5323 | 41193032.3681 | 124551.5848 |  | 755387.0929 | 755134.695 | 1 | 755134.695 | 54.5323 | 41179268.5206 | 110787.7373 |  | 0.99967
Pan Pac Forest Product Limited | PANP | Direct Connect | 10000000 |  | 79237.6038 | 54.5323 | 4321012.6432 | 82598.0761 |  | 79237.6038 | 79754.5385 | 1 | 79754.5385 | 54.5323 | 4349202.3044 | 110787.7373 |  | 1.0065
Powerco Limited | POCO | Lines Business | 10000000 |  | 1041733.4142 | 54.5323 | 56808169.8177 | 111076.8635 |  | 1041733.4142 | 1041728.1123 | 1 | 1041728.1123 | 54.5323 | 56807880.6915 | 110787.7373 |  | 0.99999
Powernet Ltd | POWN | Lines Business | 10000000 |  | 283280.8804 | 54.5323 | 15447971.7576 | 103175.8466 |  | 283280.8804 | 283420.4653 | 1 | 283420.4653 | 54.5323 | 15455583.6482 | 110787.7373 |  | 1.0005
Scanpower Limited | SCAN | Lines Business | 10000000 |  | 16968.93 | 54.5323 | 925355.6105 | 99960.5108 |  | 16968.93 | 17167.4769 | 1 | 17167.4769 | 54.5323 | 936182.8371 | 110787.7373 |  | 1.0117
Southpark Utilities Limited | SHPK | Direct Connect | 10000000 |  | 3886.2232 | 54.5323 | 211924.8802 | 202578.5451 |  | 3886.2232 | 2202.9873 | 1 | 2202.9873 | 54.5323 | 120134.0724 | 110787.7373 |  | 0.56687
Tararua Wind Power | TARW | Generator | 10000000 |  | 20530.4723 | 54.5323 | 1119574.875 | 1059222.9594 |  | 20530.4723 | 3138.3144 | 1 | 3138.3144 | 54.5323 | 171139.6529 | 110787.7373 |  | 0.15286
The Lines Company Ltd | WTOM | Lines Business | 10000000 |  | 79754.026 | 54.5323 | 4349174.3556 | 128854.4148 |  | 79754.026 | 79422.7239 | 1 | 79422.7239 | 54.5323 | 4331107.6781 | 110787.7373 |  | 0.99585
Top Energy Ltd | TOPE | Lines Business | 10000000 |  | 71725.6173 | 54.5323 | 3911366.3722 | 106027.6502 |  | 71725.6173 | 71812.9065 | 1 | 71812.9065 | 54.5323 | 3916126.4594 | 110787.7373 |  | 1.0012
Unison Networks Limited | UNIS | Lines Business | 10000000 |  | 365512.1313 | 54.5323 | 19932235.0027 | 117723.8368 |  | 365512.1313 | 365384.9389 | 1 | 365384.9389 | 54.5323 | 19925298.9033 | 110787.7373 |  | 0.99965
Vector Limited | VECT | Lines Business | 10000000 |  | 1991809.3514 | 54.5323 | 108618042.1368 | 124544.4769 |  | 1991809.3514 | 1991557.0839 | 1 | 1991557.0839 | 54.5323 | 108604285.3972 | 110787.7373 |  | 0.99987
Waipa Networks Limited | WAIP | Lines Business | 10000000 |  | 77368.2268 | 54.5323 | 4219071.124 | 102048.8265 |  | 77368.2268 | 77528.4787 | 1 | 77528.4787 | 54.5323 | 4227810.0348 | 110787.7373 |  | 1.0021
WEL Networks Limited | WELE | Lines Business | 10000000 |  | 296680.2309 | 54.5323 | 16178669.8093 | 116988.9122 |  | 296680.2309 | 296566.5154 | 1 | 296566.5154 | 54.5323 | 16172468.6344 | 110787.7373 |  | 0.99962
Wellington Electricity Lines Limited | UNET | Lines Business | 10000000 |  | 569657.7371 | 54.5323 | 31064774.3703 | 127140.5582 |  | 569657.7371 | 569357.8633 | 1 | 569357.8633 | 54.5323 | 31048421.5494 | 110787.7373 |  | 0.99947
Westpower Limited | WPOW | Lines Business | 10000000 |  | 55491.9504 | 54.5323 | 3026106.3931 | 115176.513 |  | 55491.9504 | 55411.4702 | 1 | 55411.4702 | 54.5323 | 3021717.6174 | 110787.7373 |  | 0.99855
Whareroa Cogeneration Limited | KIWI | Direct Connect | 10000000 |  | 30806.9642 | 54.5323 | 1679976.1154 | 99061.8663 |  | 30806.9642 | 31021.9902 | 1 | 31021.9902 | 54.5323 | 1691701.9864 | 110787.7373 |  | 1.007
Winstone Pulp International | WNST | Direct Connect | 10000000 |  | 37910.9264 | 54.5323 | 2067371.8562 | 82528.5068 |  | 37910.9264 | 38429.1368 | 1 | 38429.1368 | 54.5323 | 2095631.0867 | 110787.7373 |  | 1.0137
Kawerau Geothermal Limited | KWGL | Generator | 10000000
Oji Fibre Solutions (NZ) Ltd | CHHE | Direct Connect | 10000000
Resolution Development Ltd | SOLE | Generator | 10000000
Southern Generation GP Limited | SOU2 | Generator | 10000000
Waverley Windfarm Limited | WAV1 | Generator | 10000000
Mercury NZ Limited | SCGL | Generator | 10000000

## Inputs - Part 1
Inputs - Part 1
Residual charges inputs (from Transpower's PY22/23 indicative prices)
https://static.transpower.co.nz/public/uncontrolled_docs/TPM%20indicative%20pricing%20model%20August%202022.xlsx?VersionId=8Z2mVb4YzAuVELZXz47iIUct39jdGxU0
Residual charge rate (RCR)
| Residual Revenue (RR) | 454.3192
divided by | Total Anytime Maximum Demand - kilowatt | 8331187.0914
| Residual charge rate (RCR) - $/kilowatt | 54.5323
Anytime maximum demand (residual) (AMDR) (from Transpower's PY22/23 indicative prices)
https://static.transpower.co.nz/public/uncontrolled_docs/TPM%20indicative%20pricing%20model%20August%202022.xlsx?VersionId=8Z2mVb4YzAuVELZXz47iIUct39jdGxU0
| Customer code | Anytime maximum demand (residual) (AMDR)
| ALPE | 157908.8717
| BUEL | 12557.3466
| CHBP | 20401.1266
| COUP | 125646.1207
| CTCT | 23926.4032
| DUNE | 314515.1002
| EASH | 164353.5493
| EAST | 60328.437
| GENE | 12257.2091
| HORO | 111170.0057
| HRZE | 93955.4354
| KIWI | 28990.3935
| KUPE | 9169.2914
| MARL | 73571.0742
| MELT | 947.4582
| MELW | 1172.1686
| MERI | 25919.918
| METH | 9097.3829
| MPOW | 133694.5501
| MRPL | 32624.2636
| MSVP | 0
| NAPA | 5269.1982
| NELS | 13985.0826
| NPOW | 181183.4168
| NTRG | 1604.101
| NZAS | 590088.2064
| NZST | 158650.5363
| OMVP | 0
| ORON | 753103.0984
| PANP | 77722.9418
| POCO | 1039696.5156
| POWN | 281388.8686
| RAYN | 9212.9301
| SCAN | 15135.8802
| SHPK | 171.3907
| TARW | 1106.7177
| TASM | 146735.1221
| TBOP | 8136.5594
| TOPE | 69781.3098
| TRNZ | 44295.0309
| TRUG | 594.666
| UNET | 567326.2667
| UNIS | 363353.3422
| VECT | 1989525.4873
| WAIP | 75496.882
| WATA | 63713.9748
| WELE | 294534.9187
| WNST | 36397.5401
| WPOW | 53379.8736
| WTOM | 77391.1273
8331187.0914
Lagged Annual average Total Gross Energy (LATGE)
kilowatts
https://static.transpower.co.nz/public/uncontrolled_docs/TPM%20indicative%20pricing%20model%20August%202022.xlsx?VersionId=8Z2mVb4YzAuVELZXz47iIUct39jdGxU0
| Customer code | Location code | Connection ID | Lagged Annual average Total Gross Energy (LATGE)
| ALPE | ABY | ALPEABY | 23452678.5562
| ALPE | BPD | ALPEBPD | 42868516.2154
| ALPE | STU | ALPESTU | 61950866.6111
| ALPE | TIM | ALPETIM | 361478311.9119
| ALPE | TKA | ALPETKA | 20164452.822
| ALPE | TMK | ALPETMK | 282643025.0997
| ALPE | TWZ | ALPETWZ | 14883907.5845
| BUEL | ORO | BUELORO | 54213589.8974
| BUEL | WPT | BUELWPT | 10774849.9244
| CHBP | WPW | CHBPWPW | 116244161.7283
| COUP | BOB | COUPBOB | 433952879.624
| COUP | GLN | COUPGLN | 160729758.9083
| CTCT | CYD | CTCTCYD | 2046445.125
| CTCT | OKI | CTCTOKI | 148909.75
| CTCT | OTA | CTCTOTA | 535644.469
| CTCT | PPI | CTCTPPI | 76295.75
| CTCT | ROX | CTCTROX | 278.5
| CTCT | SFD | CTCTSFD | 2905582.75
| CTCT | THI | CTCTTHI | 337885.5
| CTCT | WHI | CTCTWHI | 1431519.9504
| CTCT | WRK | CTCTWRK | 38159.75
| DUNE | CML | DUNECML | 193573788.5205
| DUNE | CYD | DUNECYD | 91345666.4023
| DUNE | FKN | DUNEFKN | 257625807.5088
| DUNE | HWB | DUNEHWB | 545879308.8465
| DUNE | SDN | DUNESDN | 308810002.0659
| EASH | ASB | EASHASB | 605647198.9117
| EAST | TUI | EASTTUI | 306423642.6286
| GENE | HLY | GENEHLY | 20321.75
| GENE | RPO | GENERPO | 0
| GENE | TKA | GENETKA | 53113
| GENE | TKB | GENETKB | 93.5
| GENE | TKU | GENETKU | 4676673.9352
| GENE | TUI | GENETUI | 41941
| HORO | MHO | HOROMHO | 178840502.605
| HORO | PRM | HOROPRM | 262739840.4945
| HRZE | EDG | HRZEEDG | 350156938.6609
| HRZE | KAW | HRZEKAW | 112822299.0464
| HRZE | WAI | HRZEWAI | 56521561.1224
| KIWI | HWA | KIWIHWA | 159588579.0946
| KUPE | HWA | KUPEHWA | 60196660.7509
| MARL | BLN | MARLBLN | 401755690.5443
| MELT | WDV | MELTWDV | 553758.5
| MELW | WWD | MELWWWD | 687321.75
| MERI | AVI | MERIAVI | 346051
| MERI | BEN | MERIBEN | 816800.75
| MERI | MAN | MERIMAN | 0
| MERI | OHA | MERIOHA | 907152
| MERI | OHB | MERIOHB | 677908.5
| MERI | OHC | MERIOHC | 639434
| MERI | TWZ | MERITWZ | 5744955.8217
| MERI | WTK | MERIWTK | 0
| METH | MNI | METHMNI | 49952259.5715
| MPOW | ASY | MPOWASY | 86839966.2343
| MPOW | CUL | MPOWCUL | 105858952.8293
| MPOW | KAI | MPOWKAI | 137261665.7931
| MPOW | SBK | MPOWSBK | 238336761.5179
| MPOW | WPR | MPOWWPR | 73323208.1289
| MRPL | ARA | MRPLARA | 0
| MRPL | ARI | MRPLARI | 795129.25
| MRPL | ATI | MRPLATI | 8261312.5
| MRPL | KPO | MRPLKPO | 0
| MRPL | MTI | MRPLMTI | 85212.5
| MRPL | OHK | MRPLOHK | 222177.5
| MRPL | WKM | MRPLWKM | 65642326.16
| MRPL | WPA | MRPLWPA | 25032.5
| MSVP | LTN | MSVPLTN | 0
| NAPA | NAP | NAPANAP | 106052.5
| NELS | STK | NELSSTK | 52070375.5619
| NPOW | BRB | NPOWBRB | 401184496.3727
| NPOW | MPE | NPOWMPE | 605266664.6279
| NPOW | MTO | NPOWMTO | 98798129.3749
| NTRG | NAP | NTRGNAP | 6311.5
| NZAS | TWI | NZASTWI | 5064546057.4357
| NZST | GLN | NZSTGLN | 1082038483.1905
| OMVP | MNI | OMVPMNI | 0
| ORON | APS | ORONAPS | 1150171.8712
| ORON | BRY | ORONBRY | 662255965.1964
| ORON | CLH | ORONCLH | 1703272.2356
| ORON | COL | ORONCOL | 1240620.0836
| ORON | HOR | ORONHOR | 178521872.6964
| ORON | ISL | ORONISL | 2385955785.8151
| ORON | KBY | ORONKBY | 66479276.2595
| PANP | WHI | PANPWHI | 513137202.178
| POCO | BPE | POCOBPE | 478815154.7694
| POCO | BRK | POCOBRK | 123567087.9477
| POCO | CST | POCOCST | 238173965.6299
| POCO | GYT | POCOGYT | 74120789.3004
| POCO | HIN | POCOHIN | 208349391.3713
| POCO | HUI | POCOHUI | 183919910.157
| POCO | HWA | POCOHWA | 159259102.8552
| POCO | KIN | POCOKIN | 657173861.8892
| POCO | KMO | POCOKMO | 75151612.5816
| POCO | KPU | POCOKPU | 217309213.1813
| POCO | LTN | POCOLTN | 255357019.5547
| POCO | MGM | POCOMGM | 76986027.6254
| POCO | MST | POCOMST | 223707326.4374
| POCO | MTM | POCOMTM | 308793196.7224
| POCO | MTN | POCOMTN | 88701932.442
| POCO | MTR | POCOMTR | 33146405.8073
| POCO | NPL | POCONPL | 82339686.9662
| POCO | OKN | POCOOKN | 9800218.5765
| POCO | OPK | POCOOPK | 48709267.3898
| POCO | PAO | POCOPAO | 185373741.5742
| POCO | SFD | POCOSFD | 156498110.7725
| POCO | TGA | POCOTGA | 531280109.7727
| POCO | TMI | POCOTMI | 170998909.4713
| POCO | WGN | POCOWGN | 145230416.9394
| POCO | WHU | POCOWHU | 167488786.9776
| POCO | WKO | POCOWKO | 179442105.6425
| POCO | WVY | POCOWVY | 24618309.216
| POWN | BAL | POWNBAL | 167476269.2421
| POWN | EDN | POWNEDN | 140833282.7906
| POWN | FKN | POWNFKN | 22635682.3437
| POWN | GOR | POWNGOR | 163406513.1635
| POWN | HWB | POWNHWB | 33344359.6677
| POWN | INV | POWNINV | 450780370.3319
| POWN | NMA | POWNNMA | 281248251.8314
| POWN | NSY | POWNNSY | 227522180.7567
| RAYN | BDE | RAYNBDE | 57918041.4326
| SCAN | DVK | SCANDVK | 69528035.7602
| SCAN | WDV | SCANWDV | 13044081.3232
| SHPK | PEN | SHPKPEN | 461368.4574
| SKOG | KAW | SKOGKAW | 662943706.6193
| SOU2 | MAT | SOU2MAT | 0
| TARW | TWC | TARWTWC | 569775.3725
| TASM | KIK | TASMKIK | 13172264.1466
| TASM | MCH | TASMMCH | 11991233.3155
| TASM | STK | TASMSTK | 725718046.0749
| TBOP | KPA | TBOPKPA | 47321030.3806
| TBOP | JRD | TBOPJRD | 0
| TBOP | MKE | TBOPMKE | 767441.7657
| TOPE | KOE | TOPEKOE | 358900599.6737
| TRNZ | BPE | TRNZBPE | 3989803.445
| TRNZ | HAM | TRNZHAM | 3617064.4895
| TRNZ | PEN | TRNZPEN | 16714230.9949
| TRNZ | SWN | TRNZSWN | 17039418.7672
| TRNZ | TMN | TRNZTMN | 4569150.3902
| TRNZ | TNG | TRNZTNG | 4744834.9499
| TRUG | ARG | TRUGARG | 90643.8033
| TRUG | BWK | TRUGBWK | 13360.3756
| TRUG | COL | TRUGCOL | 6321.25
| TRUG | HWA | TRUGHWA | 1799.3805
| TRUG | MAT | TRUGMAT | 0.25
| UNET | CPK | UNETCPK | 803664602.9186
| UNET | GFD | UNETGFD | 275650238.259
| UNET | HAY | UNETHAY | 142362945.1772
| UNET | KWA | UNETKWA | 151488767.7988
| UNET | MLG | UNETMLG | 251421136.85
| UNET | PNI | UNETPNI | 68743797.7301
| UNET | TKR | UNETTKR | 397367413.9565
| UNET | UHT | UNETUHT | 127360808.1053
| UNET | WIL | UNETWIL | 215281329.1287
| UNIS | FHL | UNISFHL | 274353652.4614
| UNIS | OWH | UNISOWH | 55347322.5052
| UNIS | RDF | UNISRDF | 295054321.9336
| UNIS | ROT | UNISROT | 352065191.3657
| UNIS | TRK | UNISTRK | 34781832.1822
| UNIS | WRK | UNISWRK | 243033499.7229
| UNIS | WTU | UNISWTU | 428499193.9616
| VECT | ALB | VECTALB | 917455554.1971
| VECT | HEN | VECTHEN | 476256758.8167
| VECT | HEP | VECTHEP | 632624326.0783
| VECT | HOB | VECTHOB | 221633482.3001
| VECT | LFD | VECTLFD | 61438109.9282
| VECT | MNG | VECTMNG | 628497058.3997
| VECT | OTA | VECTOTA | 307349060.0968
| VECT | PAK | VECTPAK | 621283728.1783
| VECT | PEN | VECTPEN | 2299484511.4953
| VECT | ROS | VECTROS | 695987890.3205
| VECT | SVL | VECTSVL | 410969279.2339
| VECT | TAK | VECTTAK | 513406638.1847
| VECT | WEL | VECTWEL | 161835760.3908
| VECT | WIR | VECTWIR | 473777311.7879
| VECT | WRD | VECTWRD | 289225655.5823
| WAIP | CBG | WAIPCBG | 216666547.8764
| WAIP | TMU | WAIPTMU | 186769967.6098
| WATA | BPT | WATABPT | 21358459.1242
| WATA | OAM | WATAOAM | 200144638.8785
| WATA | TWZ | WATATWZ | 11985260.9809
| WATA | WTK | WATAWTK | 28987812.5315
| WAV1 | WVY | WAV1WVY | 0
| WELE | HAM | WELEHAM | 733835733.072
| WELE | HLY | WELEHLY | 123719255.6861
| WELE | MER | WELEMER | 399471.4572
| WELE | TWH | WELETWH | 514968887.1076
| WNST | TNG | WNSTTNG | 240503969.752
| WPOW | ATU | WPOWATU | 1865104.3559
| WPOW | DOB | WPOWDOB | 43678492.3971
| WPOW | GYM | WPOWGYM | 57207894.8874
| WPOW | HKK | WPOWHKK | 113427746.9849
| WPOW | KUM | WPOWKUM | 8118401.2876
| WPOW | OTI | WPOWOTI | 1504576.1069
| WPOW | RFN | WPOWRFN | 26934197.2916
| WTOM | HTI | WTOMHTI | 209234858.5116
| WTOM | NPK | WTOMNPK | 17432104.1895
| WTOM | OKN | WTOMOKN | 19064913.2763
| WTOM | ONG | WTOMONG | 47014813.8422
| WTOM | TNG | WTOMTNG | 21332.626
| WTOM | TKU | WTOMTKU | 34758197.6299
Aggregation to customer level (pivot table)
| Row Labels | Sum of Lagged Annual average Total Gross Energy (LATGE)
| ALPE | 807441758.8008
| BUEL | 64988439.8218
| CHBP | 116244161.7283
| COUP | 594682638.5323
| CTCT | 7520721.5444
| DUNE | 1397234573.344
| EASH | 605647198.9117
| EAST | 306423642.6286
| GENE | 4792143.1852
| HORO | 441580343.0995
| HRZE | 519500798.8296
| KIWI | 159588579.0946
| KUPE | 60196660.7509
| MARL | 401755690.5443
| MELT | 553758.5
| MELW | 687321.75
| MERI | 9132302.0717
| METH | 49952259.5715
| MPOW | 641620554.5035
| MRPL | 75031190.41
| MSVP | 0
| NAPA | 106052.5
| NELS | 52070375.5619
| NPOW | 1105249290.3755
| NTRG | 6311.5
| NZAS | 5064546057.4357
| NZST | 1082038483.1905
| OMVP | 0
| ORON | 3297306964.1578
| PANP | 513137202.178
| POCO | 5104311661.5707
| POWN | 1487246910.1275
| RAYN | 57918041.4326
| SCAN | 82572117.0834
| SHPK | 461368.4574
| SKOG | 662943706.6193
| SOU2 | 0
| TARW | 569775.3725
| TASM | 750881543.537
| TBOP | 48088472.1463
| TOPE | 358900599.6737
| TRNZ | 50674503.0367
| TRUG | 112125.0594
| UNET | 2433341039.9242
| UNIS | 1683135014.1327
| VECT | 8711225124.9907
| WAIP | 403436515.4863
| WATA | 262476171.5151
| WAV1 | 0
| WELE | 1372923347.3228
| WNST | 240503969.752
| WPOW | 252736413.3115
| WTOM | 327526220.0754

## Part 2>>
This page intentionally left blank

## Outputs - Part 2
Outputs
Tables for consultation paper
|  | Summary by Customer Group | 2027 - Status Quo | 2027 - Proposal | Status Quo Vs Proposal $ | 2027 - Status Quo vs Proposal %
|  | Lines Business | 399374198.7423 | 399534771.221 | 160572.4787 | 0.04021%
|  | Generator | 6065286.7712 | 5821611.3495 | -243675.4217 | -4.018%
|  | Direct Connect | 48879714.2078 | 48962817.1508 | 83102.943 | 0.17%
|  |  | 454319199.7213 | 454319199.7213 | 3.6322e-08
| Lines business |  | 2027 Status Quo | 2027 Proposal | Status Quo Vs Proposal $ | Status Quo Vs Proposal %
| Orion New Zealand Limited |  | 42272086.0125 | 42185831.9365 | -86254.076 | -0.204%
| Electra Limited |  | 6257052.6843 | 6227342.2878 | -29710.3966 | -0.4748%
| Network Waitaki Limited |  | 3649729.3481 | 3625511.2178 | -24218.1303 | -0.6636%
| Counties Energy Ltd |  | 7638589.9337 | 7615704.1398 | -22885.7939 | -0.2996%
| EA Networks |  | 9099704.4965 | 9077770.626 | -21933.8706 | -0.241%
| Buller Electricity Ltd |  | 571510.5761 | 572025.389 | 514.8128 | 0.09008%
| Nelson Electricity Ltd |  | 743284.4709 | 743954.0164 | 669.5456 | 0.09008%
| Scanpower Limited |  | 831370.8343 | 832594.3291 | 1223.4948 | 0.1472%
| Westpower Limited |  | 2808687.2169 | 2811217.2632 | 2530.0463 | 0.09008%
| The Lines Company Ltd |  | 4088164.3559 | 4091846.9466 | 3682.5906 | 0.09008%
| Centralines Limited |  | 1147574.8666 | 1153797.8931 | 6223.0265 | 0.5423%
| Firstlight Network Limited |  | 3350834.4365 | 3355596.6038 | 4762.1673 | 0.1421%
| Top Energy Ltd |  | 3845140.5807 | 3850061.7111 | 4921.1304 | 0.128%
| Mainpower New Zealand Limited |  | 7488247.5554 | 7490401.3635 | 2153.8082 | 0.02876%
| Horizon Energy Distribution Ltd |  | 4876859.1353 | 4881252.1768 | 4393.0415 | 0.09008%
| Unison Networks Limited |  | 20298980.7183 | 20290958.2691 | -8022.4493 | -0.03952%
| Northpower Limited |  | 9551233.8252 | 9559837.5116 | 8603.6864 | 0.09008%
| Marlborough Lines Limited |  | 4125590.1073 | 4140894.617 | 15304.5097 | 0.371%
| Aurora Energy Limited |  | 17286577.8536 | 17292187.1546 | 5609.301 | 0.03245%
| Network Tasman Limited |  | 8172527.4378 | 8186044.8194 | 13517.3816 | 0.1654%
| Alpine Energy Ltd |  | 8824094.7795 | 8839670.8544 | 15576.0749 | 0.1765%
| Waipa Networks Limited |  | 4329056.8675 | 4350447.1198 | 21390.2524 | 0.4941%
| WEL Networks Limited |  | 15645182.9552 | 15659276.0295 | 14093.0743 | 0.09008%
| Wellington Electricity Lines Limited |  | 30467549.8946 | 30494994.8562 | 27444.9615 | 0.09008%
| Powernet Ltd |  | 15910792.2765 | 15964725.3925 | 53933.116 | 0.339%
| Powerco Limited |  | 57791387.1765 | 57840880.2958 | 49493.1193 | 0.08564%
| Vector Limited |  | 108302388.3467 | 108399946.4008 | 97558.0541 | 0.09008%
|  |  | 399374198.7423 | 399534771.221 | 160572.4787 | 0.04021%
| Generator |  | 2027 Status Quo | 2027 Proposal | Status Quo Vs Proposal $ | Status Quo Vs Proposal %
| Mercury NZ Limited |  | Post PY22/23 customer (not estimate)
| Kawerau Geothermal Limited |  | Post PY22/23 customer (not estimate)
| Resolution Development Ltd |  | Post PY22/23 customer (not estimate)
| Southern Generation GP Limited |  | Post PY22/23 customer (not estimate)
| Waverley Windfarm Limited |  | Post PY22/23 customer (not estimate)
| Mercury NZ Limited |  | 2165232.2676 | 1963105.775 | -202126.4926 | -9.335%
| Genesis Energy Ltd |  | 705390.6521 | 673148.4782 | -32242.1739 | -4.571%
| Nga Awa Purua Joint Venture |  | 300121.5628 | 288207.4235 | -11914.1393 | -3.97%
| MEL (Te Apiti) Limited |  | 0 | 0 | 0
| Tararua Wind Power |  | 0 | 0 | 0
| MEL (West Wind) Limited |  | 0 | 0 | 0
| Ngatamariki Geothermal Ltd |  | 0 | 0 | 0
| Manawa Energy Ltd |  | 32491.316 | 32520.584 | 29.268 | 0.09008%
| Nova Energy Limited |  | 334437.9603 | 334739.2197 | 301.2594 | 0.09008%
| Contact Energy Limited |  | 1250423.8848 | 1251550.2581 | 1126.3733 | 0.09008%
| Meridian Energy Limited |  | 1277189.1277 | 1278339.611 | 1150.4833 | 0.09008%
| Mercury SPV Limited |  |  | 0
|  |  | 6065286.7712 | 5821611.3495 | -243675.4217 | -4.018%
| Direct connects |  | 2027 Status Quo | 2027 Proposal | Status Quo Vs Proposal $ | Status Quo Vs Proposal %
| Oji Fibre Solutions (NZ) Ltd |  | Post PY22/23 customer (not estimate)
| OMV New Zealand Limited |  | 0 | 0 | 0
| Southpark Utilities Limited |  | 9374.4932 | 9378.3738 | 3.8806 | 0.0414%
| Methanex New Zealand Ltd |  | 490543.1725 | 490985.0504 | 441.878 | 0.09008%
| Daiken Southland Limited |  | 502753.206 | 503206.0827 | 452.8767 | 0.09008%
| Pan Pac Forest Product Limited |  | 904853.1708 | 905668.2563 | 815.0856 | 0.09008%
| Whareroa Cogeneration Limited |  | 1583974.966 | 1585401.7998 | 1426.8339 | 0.09008%
| Winstone Pulp International |  | 1850163.1208 | 1851829.7351 | 1666.6143 | 0.09008%
| KiwiRail Holdings Limited |  | 2077530.8126 | 2079402.2382 | 1871.4256 | 0.09008%
| New Zealand Steel Limited |  | 8612586.5826 | 8620344.742 | 7758.1594 | 0.09008%
| Beach Energy Resources NZ (Holdings) Ltd |  | 617970.6561 | 657604.313 | 39633.6568 | 6.414%
| NZ Aluminium Smelters Limited |  | 32229964.0273 | 32258996.5595 | 29032.5322 | 0.09008%
|  |  | 48879714.2078 | 48962817.1508 | 83102.943 | 0.17%
| Oji Fibre Solutions (NZ) Ltd | CHHE | Direct Connect
| Mercury NZ Limited | SCGL | Generator
| Kawerau Geothermal Limited | KWGL | Generator
| Resolution Development Ltd | SOLE | Generator
| Southern Generation GP Limited | SOU2 | Generator
| Waverley Windfarm Limited | WAV1 | Generator

## Calculations - Part 2
Calculations - Part 2
Inputs
Reflects PY24/25 transmission customer list. Read important assumption in 'Overview' sheet
https://static.transpower.co.nz/public/uncontrolled_docs/Apr%202024%20All%20Customer%20Charges%20Report.xlsx?VersionId=jWsUjk5_fhOtz26idHa.bgOODUYv8I2I
|  |  | PY 22/23 indicative pricing | PY 22/23 indicative pricing | PY26/27 estimates based on reconciliation data
Customer code | Customer name | Customer type | AMDRbaseline (kW) | ATGEbaseline (kWh) | LATGE (kWh) | RCAF
Alpine Energy Ltd | ALPE | Lines Business | 157908.8717 | 807441758.8008 | 825810950 | 1.0227 |  | Alpine Energy Ltd
Aurora Energy Limited | DUNE | Lines Business | 314515.1002 | 1397234573.344 | 1405538175 | 1.0059 |  | Aurora Energy Limited
Beach Energy Resources NZ (Holdings) Ltd | KUPE | Direct Connect | 9169.2914 | 60196660.7509 | 74252362.25 | 1.2335 |  | Beach Energy Resources NZ (Holdings) Ltd
Buller Electricity Ltd | BUEL | Lines Business | 12557.3466 | 64988439.8218 | 54133773.25 | 0.83298 |  | Buller Electricity Ltd
Centralines Limited | CHBP | Lines Business | 20401.1266 | 116244161.7283 | 119675107.25 | 1.0295 |  | Centralines Limited
Contact Energy Limited | CTCT | Generator | 23926.4032 | 7520721.5444 | 7193581.2 | 0.9565 |  | Contact Energy Limited
Counties Energy Ltd | COUP | Lines Business | 125646.1207 | 594682638.5323 | 661690910 | 1.1127 |  | Counties Energy Ltd
Daiken Southland Limited | RAYN | Direct Connect | 9212.9301 | 57918041.4326 | 57846453.25 | 0.99876 |  | Daiken Southland Limited
EA Networks | EASH | Lines Business | 164353.5493 | 605647198.9117 | 613724855 | 1.0133 |  | EA Networks
Electra Limited | HORO | Lines Business | 111170.0057 | 441580343.0995 | 454880912.5 | 1.0301 |  | Electra Limited
Firstlight Network Limited | EAST | Lines Business | 60328.437 | 306423642.6286 | 311500655 | 1.0166 |  | Firstlight Network Limited
Genesis Energy Ltd | GENE | Generator | 12257.2091 | 4792143.1852 | 5047469.325 | 1.0533 |  | Genesis Energy Ltd
Horizon Energy Distribution Ltd | HRZE | Lines Business | 93955.4354 | 519500798.8296 | 493526320 | 0.95 |  | Horizon Energy Distribution Ltd
KiwiRail Holdings Limited | TRNZ | Direct Connect | 44295.0309 | 50674503.0367 | 43499850.05 | 0.85842 |  | KiwiRail Holdings Limited
Mainpower New Zealand Limited | MPOW | Lines Business | 133694.5501 | 641620554.5035 | 657734397.25 | 1.0251 |  | Mainpower New Zealand Limited
Manawa Energy Ltd | TRUG | Generator | 594.666 | 112125.0594 | 112125.0594 | 1 |  | Manawa Energy Ltd
Marlborough Lines Limited | MARL | Lines Business | 73571.0742 | 401755690.5443 | 412331785 | 1.0263 |  | Marlborough Lines Limited
MEL (Te Apiti) Limited | MELT | Generator | 947.4582 | 553758.5 | 0 | 0 |  | MEL (Te Apiti) Limited
MEL (West Wind) Limited | MELW | Generator | 1172.1686 | 687321.75 | 0 | 0 |  | MEL (West Wind) Limited
Mercury NZ Limited | MRPL | Generator | 32624.2636 | 75031190.41 | 91140500 | 1.2147 |  | Mercury NZ Limited
Mercury SPV Limited | MSVP | Generator | 0 | 0 | 0 |  |  | Mercury SPV Limited
Meridian Energy Limited | MERI | Generator | 25919.918 | 9132302.0717 | 8235835.325 | 0.90184 |  | Meridian Energy Limited
Methanex New Zealand Ltd | METH | Direct Connect | 9097.3829 | 49952259.5715 | 49297137 | 0.98689 |  | Methanex New Zealand Ltd
Nelson Electricity Ltd | NELS | Lines Business | 13985.0826 | 52070375.5619 | 50650826 | 0.97274 |  | Nelson Electricity Ltd
Network Tasman Limited | TASM | Lines Business | 146735.1221 | 750881543.537 | 765419525 | 1.0194 |  | Network Tasman Limited
Network Waitaki Limited | WATA | Lines Business | 63713.9748 | 262476171.5151 | 275183025 | 1.0484 |  | Network Waitaki Limited
New Zealand Steel Limited | NZST | Direct Connect | 158650.5363 | 1082038483.1905 | 1075079450 | 0.99357 |  | New Zealand Steel Limited
Nga Awa Purua Joint Venture | NAPA | Generator | 5269.1982 | 106052.5 | 110555.25 | 1.0425 |  | Nga Awa Purua Joint Venture
Ngatamariki Geothermal Ltd | NTRG | Generator | 1604.101 | 6311.5 | 0 | 0 |  | Ngatamariki Geothermal Ltd
Northpower Limited | NPOW | Lines Business | 181183.4168 | 1105249290.3755 | 1066367925 | 0.96482 |  | Northpower Limited
Nova Energy Limited | TBOP | Generator | 8136.5594 | 48088472.1463 | 36176083 | 0.75228 |  | Nova Energy Limited
NZ Aluminium Smelters Limited | NZAS | Direct Connect | 590088.2064 | 5064546057.4357 | 5062781775 | 0.99965 |  | NZ Aluminium Smelters Limited
OMV New Zealand Limited | OMVP | Direct Connect |  |  | 0 |  |  | OMV New Zealand Limited
Orion New Zealand Limited | ORON | Lines Business | 753103.0984 | 3297306964.1578 | 3387383925 | 1.0273 |  | Orion New Zealand Limited
Pan Pac Forest Product Limited | PANP | Direct Connect | 77722.9418 | 513137202.178 | 109337258.75 | 0.21308 |  | Pan Pac Forest Product Limited
Powerco Limited | POCO | Lines Business | 1039696.5156 | 5104311661.5707 | 5192775075 | 1.0173 |  | Powerco Limited
Powernet Ltd | POWN | Lines Business | 281388.8686 | 1487246910.1275 | 1539124548 | 1.0349 |  | Powernet Ltd
Scanpower Limited | SCAN | Lines Business | 15135.8802 | 82572117.0834 | 83009217.25 | 1.0053 |  | Scanpower Limited
Southpark Utilities Limited | SHPK | Direct Connect | 171.3907 | 461368.4574 | 461864.255 | 1.0011 |  | Southpark Utilities Limited
Tararua Wind Power | TARW | Generator | 1106.7177 | 569775.3725 | 0 | 0 |  | Tararua Wind Power
The Lines Company Ltd | WTOM | Lines Business | 77391.1273 | 327526220.0754 | 316656965 | 0.96681 |  | The Lines Company Ltd
Top Energy Ltd | TOPE | Lines Business | 69781.3098 | 358900599.6737 | 361953755 | 1.0085 |  | Top Energy Ltd
Unison Networks Limited | UNIS | Lines Business | 363353.3422 | 1683135014.1327 | 1720956225 | 1.0225 |  | Unison Networks Limited
Vector Limited | VECT | Lines Business | 1989525.4873 | 8711225124.9907 | 8679077400 | 0.99631 |  | Vector Limited
Waipa Networks Limited | WAIP | Lines Business | 75496.882 | 403436515.4863 | 423394562.5 | 1.0495 |  | Waipa Networks Limited
WEL Networks Limited | WELE | Lines Business | 294534.9187 | 1372923347.3228 | 1334737750 | 0.97219 |  | WEL Networks Limited
Wellington Electricity Lines Limited | UNET | Lines Business | 567326.2667 | 2433341039.9242 | 2391736975 | 0.9829 |  | Wellington Electricity Lines Limited
Westpower Limited | WPOW | Lines Business | 53379.8736 | 252736413.3115 | 243388162.5 | 0.96301 |  | Westpower Limited
Whareroa Cogeneration Limited | KIWI | Direct Connect | 28990.3935 | 159588579.0946 | 159588579.0946 | 1 |  | Whareroa Cogeneration Limited
Winstone Pulp International | WNST | Direct Connect | 36397.5401 | 240503969.752 | 223751540 | 0.93034 |  | Winstone Pulp International
Kawerau Geothermal Limited | KWGL | Generator | [5 empty] | Kawerau Geothermal Limited
Oji Fibre Solutions (NZ) Ltd | CHHE | Direct Connect | [5 empty] | Oji Fibre Solutions (NZ) Ltd
Resolution Development Ltd | SOLE | Generator | [5 empty] | Resolution Development Ltd
Southern Generation GP Limited | SOU2 | Generator | [5 empty] | Southern Generation GP Limited
Waverley Windfarm Limited | WAV1 | Generator | [5 empty] | Waverley Windfarm Limited
Mercury NZ Limited | SCGL | Generator | [5 empty] | Mercury NZ Limited
Indicative residual charges in PY26/27 (proposed inplementation year) under the status quo and the proposal
| A. Total AMDRbaseline (kW) | 8331187.0914
| B. Total ATGE baseline (KWh) | 41008076408.5299
| A:B | 0.02032%
[11 empty] | Residual Revenue (RR) | 454.3192
[11 empty] | Total Anytime Maximum Demand - kilowatt | 8307605.2935
[11 empty] | Residual charge rate ($/kW) | 54.6871
|  |  | Status quo |  | 54.6379 |  |  | Proposal for consultation
Uniform conversion factor applies where a load customer's LAGEn is equal or greater than the load customer's ATGEbaseline, and individual conversion factor applies otherwise
Customer code | Customer name | Customer type | AMDRbaseline (kW)/ATGEbaseline (kWh) | AMDR (kW) (using conversion factor formula with individual conversion factors) | Residual charge rate ($ /kW) | Annual residual charge (ARC) ($) |  | Total AMDRbaseline (kW)/ total ATGEbaseline (kWh) | AMDR (kW) (using conversion factor formula with uniform conversion factor) | Ratio of LATGEn: ATGEbaseline | AMDRn (kW) | Residual charge rate ($/kW) | Annual residual charge (ARC) ($)
Alpine Energy Ltd | ALPE | Lines Business | 0.01956% | 161501.2772 | 54.6379 | 8824094.7795 |  | 0.02032% | 161640.7504 | 1.0227 | 161640.7504 | 54.6871 | 8839670.8544
Aurora Energy Limited | DUNE | Lines Business | 0.02251% | 316384.2266 | 54.6379 | 17286577.8536 |  | 0.02032% | 316202.0571 | 1.0059 | 316202.0571 | 54.6871 | 17292187.1546
Beach Energy Resources NZ (Holdings) Ltd | KUPE | Direct Connect | 0.01523% | 11310.2877 | 54.6379 | 617970.6561 |  | 0.02032% | 12024.8431 | 1.2335 | 12024.8431 | 54.6871 | 657604.313
Buller Electricity Ltd | BUEL | Lines Business | 0.01932% | 10459.9611 | 54.6379 | 571510.5761 |  | 0.02032% | 10352.1161 | 0.83298 | 10459.9611 | 54.6871 | 572025.389
Centralines Limited | CHBP | Lines Business | 0.01755% | 21003.2656 | 54.6379 | 1147574.8666 |  | 0.02032% | 21098.1563 | 1.0295 | 21098.1563 | 54.6871 | 1153797.8931
Contact Energy Limited | CTCT | Generator | 0.3181% | 22885.6398 | 54.6379 | 1250423.8848 |  | 0.02032% | 23859.9415 | 0.9565 | 22885.6398 | 54.6871 | 1251550.2581
Counties Energy Ltd | COUP | Lines Business | 0.02113% | 139803.8055 | 54.6379 | 7638589.9337 |  | 0.02032% | 139259.4987 | 1.1127 | 139259.4987 | 54.6871 | 7615704.1398
Daiken Southland Limited | RAYN | Direct Connect | 0.01591% | 9201.5427 | 54.6379 | 502753.206 |  | 0.02032% | 9198.3863 | 0.99876 | 9201.5427 | 54.6871 | 503206.0827
EA Networks | EASH | Lines Business | 0.02714% | 166545.5705 | 54.6379 | 9099704.4965 |  | 0.02032% | 165994.6032 | 1.0133 | 165994.6032 | 54.6871 | 9077770.626
Electra Limited | HORO | Lines Business | 0.02518% | 114518.4889 | 54.6379 | 6257052.6843 |  | 0.02032% | 113872.1449 | 1.0301 | 113872.1449 | 54.6871 | 6227342.2878
Firstlight Network Limited | EAST | Lines Business | 0.01969% | 61327.9951 | 54.6379 | 3350834.4365 |  | 0.02032% | 61359.8812 | 1.0166 | 61359.8812 | 54.6871 | 3355596.6038
Genesis Energy Ltd | GENE | Generator | 0.2558% | 12910.2751 | 54.6379 | 705390.6521 |  | 0.02032% | 12309.0811 | 1.0533 | 12309.0811 | 54.6871 | 673148.4782
Horizon Energy Distribution Ltd | HRZE | Lines Business | 0.01809% | 89257.7651 | 54.6379 | 4876859.1353 |  | 0.02032% | 88678.469 | 0.95 | 89257.7651 | 54.6871 | 4881252.1768
KiwiRail Holdings Limited | TRNZ | Direct Connect | 0.08741% | 38023.6033 | 54.6379 | 2077530.8126 |  | 0.02032% | 42837.4308 | 0.85842 | 38023.6033 | 54.6871 | 2079402.2382
Mainpower New Zealand Limited | MPOW | Lines Business | 0.02084% | 137052.1934 | 54.6379 | 7488247.5554 |  | 0.02032% | 136968.233 | 1.0251 | 136968.233 | 54.6871 | 7490401.3635
Manawa Energy Ltd | TRUG | Generator | 0.5304% | 594.666 | 54.6379 | 32491.316 |  | 0.02032% | 594.666 | 1 | 594.666 | 54.6871 | 32520.584
Marlborough Lines Limited | MARL | Lines Business | 0.01831% | 75507.81 | 54.6379 | 4125590.1073 |  | 0.02032% | 75719.71 | 1.0263 | 75719.71 | 54.6871 | 4140894.617
MEL (Te Apiti) Limited | MELT | Generator | 0.1711% | 0 | 54.6379 | 0 |  | 0.02032% | 834.9568 | 0 | 0 | 54.6871 | 0
MEL (West Wind) Limited | MELW | Generator | 0.1705% | 0 | 54.6379 | 0 |  | 0.02032% | 1032.5325 | 0 | 0 | 54.6871 | 0
Mercury NZ Limited | MRPL | Generator | 0.04348% | 39628.7422 | 54.6379 | 2165232.2676 |  | 0.02032% | 35897.0256 | 1.2147 | 35897.0256 | 54.6871 | 1963105.775
Mercury SPV Limited | MSVP | Generator |  |  | 54.6379 |  |  | 0.02032% | 0 |  | 0 | 54.6871 | 0
Meridian Energy Limited | MERI | Generator | 0.2838% | 23375.5054 | 54.6379 | 1277189.1277 |  | 0.02032% | 25737.7922 | 0.90184 | 23375.5054 | 54.6871 | 1278339.611
Methanex New Zealand Ltd | METH | Direct Connect | 0.01821% | 8978.0709 | 54.6379 | 490543.1725 |  | 0.02032% | 8964.2884 | 0.98689 | 8978.0709 | 54.6871 | 490985.0504
Nelson Electricity Ltd | NELS | Lines Business | 0.02686% | 13603.8194 | 54.6379 | 743284.4709 |  | 0.02032% | 13696.6873 | 0.97274 | 13603.8194 | 54.6871 | 743954.0164
Network Tasman Limited | TASM | Lines Business | 0.01954% | 149576.0928 | 54.6379 | 8172527.4378 |  | 0.02032% | 149688.6535 | 1.0194 | 149688.6535 | 54.6871 | 8186044.8194
Network Waitaki Limited | WATA | Lines Business | 0.02427% | 66798.461 | 54.6379 | 3649729.3481 |  | 0.02032% | 66295.4949 | 1.0484 | 66295.4949 | 54.6871 | 3625511.2178
New Zealand Steel Limited | NZST | Direct Connect | 0.01466% | 157630.1896 | 54.6379 | 8612586.5826 |  | 0.02032% | 157236.7414 | 0.99357 | 157630.1896 | 54.6871 | 8620344.742
Nga Awa Purua Joint Venture | NAPA | Generator | 4.968% | 5492.9165 | 54.6379 | 300121.5628 |  | 0.02032% | 5270.113 | 1.0425 | 5270.113 | 54.6871 | 288207.4235
Ngatamariki Geothermal Ltd | NTRG | Generator | 25.42% | 0 | 54.6379 | 0 |  | 0.02032% | 1602.8187 | 0 | 0 | 54.6871 | 0
Northpower Limited | NPOW | Lines Business | 0.01639% | 174809.5981 | 54.6379 | 9551233.8252 |  | 0.02032% | 173284.2916 | 0.96482 | 174809.5981 | 54.6871 | 9559837.5116
Nova Energy Limited | TBOP | Generator | 0.01692% | 6120.9857 | 54.6379 | 334437.9603 |  | 0.02032% | 5716.4424 | 0.75228 | 6120.9857 | 54.6871 | 334739.2197
NZ Aluminium Smelters Limited | NZAS | Direct Connect | 0.01165% | 589882.6436 | 54.6379 | 32229964.0273 |  | 0.02032% | 589729.7754 | 0.99965 | 589882.6436 | 54.6871 | 32258996.5595
OMV New Zealand Limited | OMVP | Direct Connect |  |  | 54.6379
Orion New Zealand Limited | ORON | Lines Business | 0.02284% | 773676.6267 | 54.6379 | 42272086.0125 |  | 0.02032% | 771403.1036 | 1.0273 | 771403.1036 | 54.6871 | 42185831.9365
Pan Pac Forest Product Limited | PANP | Direct Connect | 0.01515% | 16560.899 | 54.6379 | 904853.1708 |  | 0.02032% | -4312.9197 | 0.21308 | 16560.899 | 54.6871 | 905668.2563
Powerco Limited | POCO | Lines Business | 0.02037% | 1057715.6157 | 54.6379 | 57791387.1765 |  | 0.02032% | 1057668.7131 | 1.0173 | 1057668.7131 | 54.6871 | 57840880.2958
Powernet Ltd | POWN | Lines Business | 0.01892% | 291204.1789 | 54.6379 | 15910792.2765 |  | 0.02032% | 291928.3122 | 1.0349 | 291928.3122 | 54.6871 | 15964725.3925
Scanpower Limited | SCAN | Lines Business | 0.01833% | 15216.0029 | 54.6379 | 831370.8343 |  | 0.02032% | 15224.6814 | 1.0053 | 15224.6814 | 54.6871 | 832594.3291
Southpark Utilities Limited | SHPK | Direct Connect | 0.03715% | 171.5748 | 54.6379 | 9374.4932 |  | 0.02032% | 171.4914 | 1.0011 | 171.4914 | 54.6871 | 9378.3738
Tararua Wind Power | TARW | Generator | 0.1942% | 0 | 54.6379 | 0 |  | 0.02032% | 990.9623 | 0 | 0 | 54.6871 | 0
The Lines Company Ltd | WTOM | Lines Business | 0.02363% | 74822.8324 | 54.6379 | 4088164.3559 |  | 0.02032% | 75182.9331 | 0.96681 | 74822.8324 | 54.6871 | 4091846.9466
Top Energy Ltd | TOPE | Lines Business | 0.01944% | 70374.9371 | 54.6379 | 3845140.5807 |  | 0.02032% | 70401.5879 | 1.0085 | 70401.5879 | 54.6871 | 3850061.7111
Unison Networks Limited | UNIS | Lines Business | 0.02159% | 371518.1438 | 54.6379 | 20298980.7183 |  | 0.02032% | 371037.0868 | 1.0225 | 371037.0868 | 54.6871 | 20290958.2691
Vector Limited | VECT | Lines Business | 0.02284% | 1982183.3836 | 54.6379 | 108302388.3467 |  | 0.02032% | 1982994.3662 | 0.99631 | 1982183.3836 | 54.6871 | 108399946.4008
Waipa Networks Limited | WAIP | Lines Business | 0.01871% | 79231.7207 | 54.6379 | 4329056.8675 |  | 0.02032% | 79551.5522 | 1.0495 | 79551.5522 | 54.6871 | 4350447.1198
WEL Networks Limited | WELE | Lines Business | 0.02145% | 286342.916 | 54.6379 | 15645182.9552 |  | 0.02032% | 286777.1455 | 0.97219 | 286342.916 | 54.6871 | 15659276.0295
Wellington Electricity Lines Limited | UNET | Lines Business | 0.02331% | 557626.402 | 54.6379 | 30467549.8946 |  | 0.02032% | 558873.9988 | 0.9829 | 557626.402 | 54.6871 | 30494994.8562
Westpower Limited | WPOW | Lines Business | 0.02112% | 51405.4511 | 54.6379 | 2808687.2169 |  | 0.02032% | 51480.6861 | 0.96301 | 51405.4511 | 54.6871 | 2811217.2632
Whareroa Cogeneration Limited | KIWI | Direct Connect | 0.01817% | 28990.3935 | 54.6379 | 1583974.966 |  | 0.02032% | 28990.3935 | 1 | 28990.3935 | 54.6871 | 1585401.7998
Winstone Pulp International | WNST | Direct Connect | 0.01513% | 33862.2504 | 54.6379 | 1850163.1208 |  | 0.02032% | 32994.1221 | 0.93034 | 33862.2504 | 54.6871 | 1851829.7351
Kawerau Geothermal Limited | KWGL | Generator | 0 | 0 | 0 | 0
Oji Fibre Solutions (NZ) Ltd | CHHE | Direct Connect | 0 | 0 | 0 | 0
Resolution Development Ltd | SOLE | Generator | 0 | 0 | 0 | 0
Southern Generation GP Limited | SOU2 | Generator | 0 | 0 | 0 | 0
Waverley Windfarm Limited | WAV1 | Generator | 0 | 0 | 0 | 0
Mercury NZ Limited | SCGL | Generator | 0 | 0 | 0 | 0
Total |  |  |  | 8315088.7277 |  | 454319199.7213 |  |  | 8298315.799 |  | 8307605.2935 |  | 454319199.7213
Summary of differences
Comparison between status quo in PY22/23 & PY26/27 and the proposal
| Customer name | Customer code | 2023 Status Quo | 2027 Status Quo | 2027 Proposal | Status Quo Vs Proposal $ | Status Quo Vs Proposal %
| Alpine Energy Ltd | Lines Business | 8611141.6574 | 8824094.7795 | 8839670.8544 | 15576.0749 | 0.1765%
| Aurora Energy Limited | Lines Business | 17151247.1209 | 17286577.8536 | 17292187.1546 | 5609.301 | 0.03245%
| Beach Energy Resources NZ (Holdings) Ltd | Direct Connect | 500022.998 | 617970.6561 | 657604.313 | 39633.6568 | 6.414%
| Buller Electricity Ltd | Lines Business | 684781.6019 | 571510.5761 | 572025.389 | 514.8128 | 0.09008%
| Centralines Limited | Lines Business | 1112521.3474 | 1147574.8666 | 1153797.8931 | 6223.0265 | 0.5423%
| Contact Energy Limited | Generator | 1304762.9621 | 1250423.8848 | 1251550.2581 | 1126.3733 | 0.09008%
| Counties Energy Ltd | Lines Business | 6851778.0706 | 7638589.9337 | 7615704.1398 | -22885.7939 | -0.2996%
| Daiken Southland Limited | Direct Connect | 502402.7179 | 502753.206 | 503206.0827 | 452.8767 | 0.09008%
| EA Networks | Lines Business | 8962585.0658 | 9099704.4965 | 9077770.626 | -21933.8706 | -0.241%
| Electra Limited | Lines Business | 6062361.5178 | 6257052.6843 | 6227342.2878 | -29710.3966 | -0.4748%
| Firstlight Network Limited | Lines Business | 3289851.3661 | 3350834.4365 | 3355596.6038 | 4762.1673 | 0.1421%
| Genesis Energy Ltd | Generator | 668414.4008 | 705390.6521 | 673148.4782 | -32242.1739 | -4.571%
| Horizon Energy Distribution Ltd | Lines Business | 5123610.5684 | 4876859.1353 | 4881252.1768 | 4393.0415 | 0.09008%
| KiwiRail Holdings Limited | Direct Connect | 2415512.0728 | 2077530.8126 | 2079402.2382 | 1871.4256 | 0.09008%
| Mainpower New Zealand Limited | Lines Business | 7290677.8295 | 7488247.5554 | 7490401.3635 | 2153.8082 | 0.02876%
| Manawa Energy Ltd | Generator | 32428.533 | 32491.316 | 32520.584 | 29.268 | 0.09008%
| Marlborough Lines Limited | Lines Business | 4012003.472 | 4125590.1073 | 4140894.617 | 15304.5097 | 0.371%
| MEL (Te Apiti) Limited | Generator | 51667.1198 | 0 | 0 | 0
| MEL (West Wind) Limited | Generator | 63921.1052 | 0 | 0 | 0
| Mercury NZ Limited | Generator | 1779077.7203 | 2165232.2676 | 1963105.775 | -202126.4926 | -9.335%
| Mercury SPV Limited | Generator |  |  | 0
| Meridian Energy Limited | Generator | 1413474.0096 | 1277189.1277 | 1278339.611 | 1150.4833 | 0.09008%
| Methanex New Zealand Ltd | Direct Connect | 496101.6554 | 490543.1725 | 490985.0504 | 441.878 | 0.09008%
| Nelson Electricity Ltd | Lines Business | 762639.3989 | 743284.4709 | 743954.0164 | 669.5456 | 0.09008%
| Network Tasman Limited | Lines Business | 8001810.846 | 8172527.4378 | 8186044.8194 | 13517.3816 | 0.1654%
| Network Waitaki Limited | Lines Business | 3474472.6914 | 3649729.3481 | 3625511.2178 | -24218.1303 | -0.6636%
| New Zealand Steel Limited | Direct Connect | 8651586.37 | 8612586.5826 | 8620344.742 | 7758.1594 | 0.09008%
| Nga Awa Purua Joint Venture | Generator | 287341.7545 | 300121.5628 | 288207.4235 | -11914.1393 | -3.97%
| Ngatamariki Geothermal Ltd | Generator | 87475.3945 | 0 | 0 | 0
| Northpower Limited | Lines Business | 9880357.2693 | 9551233.8252 | 9559837.5116 | 8603.6864 | 0.09008%
| Nova Energy Limited | Generator | 443705.6961 | 334437.9603 | 334739.2197 | 301.2594 | 0.09008%
| NZ Aluminium Smelters Limited | Direct Connect | 32178895.848 | 32229964.0273 | 32258996.5595 | 29032.5322 | 0.09008%
| OMV New Zealand Limited | Direct Connect | 0 | 0 | 0 | 0
| Orion New Zealand Limited | Lines Business | 41068480.7833 | 42272086.0125 | 42185831.9365 | -86254.076 | -0.204%
| Pan Pac Forest Product Limited | Direct Connect | 4238414.5671 | 904853.1708 | 905668.2563 | 815.0856 | 0.09008%
| Powerco Limited | Lines Business | 56697092.9542 | 57791387.1765 | 57840880.2958 | 49493.1193 | 0.08564%
| Powernet Ltd | Lines Business | 15344795.9109 | 15910792.2765 | 15964725.3925 | 53933.116 | 0.339%
| Scanpower Limited | Lines Business | 825395.0998 | 831370.8343 | 832594.3291 | 1223.4948 | 0.1472%
| Southpark Utilities Limited | Direct Connect | 9346.3351 | 9374.4932 | 9378.3738 | 3.8806 | 0.0414%
| Tararua Wind Power | Generator | 60351.9156 | 0 | 0 | 0
| The Lines Company Ltd | Lines Business | 4220319.9408 | 4088164.3559 | 4091846.9466 | 3682.5906 | 0.09008%
| Top Energy Ltd | Lines Business | 3805338.7221 | 3845140.5807 | 3850061.7111 | 4921.1304 | 0.128%
| Unison Networks Limited | Lines Business | 19814511.166 | 20298980.7183 | 20290958.2691 | -8022.4493 | -0.03952%
| Vector Limited | Lines Business | 108493497.6599 | 108302388.3467 | 108399946.4008 | 97558.0541 | 0.09008%
| Waipa Networks Limited | Lines Business | 4117022.2975 | 4329056.8675 | 4350447.1198 | 21390.2524 | 0.4941%
| WEL Networks Limited | Lines Business | 16061680.8971 | 15645182.9552 | 15659276.0295 | 14093.0743 | 0.09008%
| Wellington Electricity Lines Limited | Lines Business | 30937633.8121 | 30467549.8946 | 30494994.8562 | 27444.9615 | 0.09008%
| Westpower Limited | Lines Business | 2910929.8801 | 2808687.2169 | 2811217.2632 | 2530.0463 | 0.09008%
| Whareroa Cogeneration Limited | Direct Connect | 1580914.2491 | 1583974.966 | 1585401.7998 | 1426.8339 | 0.09008%
| Winstone Pulp International | Direct Connect | 1984843.3494 | 1850163.1208 | 1851829.7351 | 1666.6143 | 0.09008%
| Kawerau Geothermal Limited | Generator
| Oji Fibre Solutions (NZ) Ltd | Direct Connect
| Resolution Development Ltd | Generator
| Southern Generation GP Limited | Generator
| Waverley Windfarm Limited | Generator
| Mercury NZ Limited | Generator
| Balance Check |  | 454319199.7213 | 454319199.7213 | 454319199.7213 | 4.5984e-08

## Inputs - Part 2
Inputs - Part 2 | [9 empty] | Inputs - Part 2
Source: EMI https://www.emi.ea.govt.nz/Wholesale/Datasets/Volumes/Reconciliation/ | [26 empty] | Proposed implementation pricing year
Reconciled offtake data | [9 empty] | Initial match |  | Align reconciliation offtake with transmission customer list included in modelling. Includes manual adjustments | [10 empty] | 2015-2018 | 2016-2019 | 2017-2020 | 2018-2021 | 2019-2022
NetworkCode | NetworkName | 2015 Load (GWh) | 2016 Load (GWh) | 2017 Load (GWh) | 2018 Load (GWh) | 2019 Load (GWh) | 2020 Load (GWh) | 2021 Load (GWh) | 2022 Load (GWh) | Customer name | Type |  |  | 2015 Load (GWh) | 2016 Load (GWh) | 2017 Load (GWh) | 2018 Load (GWh) | 2019 Load (GWh) | 2020 Load (GWh) | 2021 Load (GWh) | 2022 Load (GWh) | Changes | PY22/23 | PY23/24 | PY24/25 | PY25/26 | PY26/27
ALPE | Alpine Energy | 813.8143 | 815.7145 | 782.7048 | 811.4013 | 819.8385 | 835.6233 | 851.2153 | 796.5666 | Alpine Energy Ltd | Lines Business | Alpine Energy Ltd |  | 813.8143 | 815.7145 | 782.7048 | 811.4013 | 819.8385 | 835.6233 | 851.2153 | 796.5666 |  | 805908722.5 | 807414772.5 | 812391975 | 829519600 | 825810950
BOPD | Bay of Plenty Energy | 0.79875 | 0.11046 | 30.841 | 32.6058 | 34.3931 | 35.2403 | 37.3083 | 36.4587 | NA | Retailer | Aurora Energy Limited |  | 1364.0404 | 1368.87 | 1394.1641 | 1421.1694 | 1404.4258 | 1419.9968 | 1409.0518 | 1388.6783 |  | 1387060975 | 1397157325 | 1409939025 | 1413660950 | 1405538175
BUEL | Buller Electricity | 106.3301 | 95.2635 | 54.9819 | 54.7616 | 54.9198 | 54.2904 | 53.9679 | 53.3571 | Buller Electricity Ltd | Lines Business | Beach Energy Resources NZ (Holdings) Ltd |  | 63.2762 | 57.5945 | 53.0709 | 61.9894 | 68.1322 | 64.3349 | 65.7829 | 98.7594 |  | 58982723.25 | 60196735.75 | 61881836.75 | 65059838.5 | 74252362.25
CHBP | Centralines | 116.561 | 116.4242 | 114.5346 | 116.6627 | 117.3414 | 123.1957 | 119.2175 | 118.9458 | Centralines Limited | Lines Business | Buller Electricity Ltd |  | 106.3301 | 95.2635 | 54.9819 | 54.7616 | 54.9198 | 54.2904 | 53.9679 | 53.3571 |  | 77834249 | 64981670 | 54738390 | 54484900 | 54133773.25
CKHK | Wellington Electricity | 2465.6907 | 2447.4255 | 2458.1257 | 2426.399 | 2402.0576 | 2379.5784 | 2401.16 | 2384.1519 | Wellington Electricity Lines Limited | Lines Business | Centralines Limited |  | 116.561 | 116.4242 | 114.5346 | 116.6627 | 117.3414 | 123.1957 | 119.2175 | 118.9458 |  | 116045612.5 | 116240712.5 | 117933596 | 119104337.25 | 119675107.25
CNIR | Manawa Energy | [7 empty] | 1.7558 | Manawa Energy Ltd | FALSE | Contact Energy Limited |  | 14.5099 | 9.1987 | 8.9226 | 6.7737 | 6.3252 | 7.0941 | 7.9504 | 7.4046 |  | 9851243.75 | 7805062 | 7278916.75 | 7035851.7 | 7193581.2
COUP | Counties Power | 571.4674 | 581.1031 | 581.6254 | 599.3184 | 616.4382 | 655.5311 | 685.1365 | 689.6578 | Counties Energy Ltd | Lines Business | Counties Energy Ltd |  | 571.4674 | 581.1031 | 581.6254 | 599.3184 | 616.4382 | 655.5311 | 685.1365 | 689.6578 |  | 583378557.5 | 594621257.5 | 613228257.5 | 639106040 | 661690910
CTCT | Contact Energy | 14.5099 | 9.1987 | 8.9226 | 6.7737 | 6.3252 | 7.0941 | 7.9504 | 7.4046 | Contact Energy Limited | Generator | Daiken Southland Limited |  | 55.271 | 55.1997 | 56.3994 | 59.5887 | 60.4846 | 55.3839 | 59.2088 | 56.3085 |  | 56614701 | 57918110 | 57964163 | 58666500.25 | 57846453.25
DUNE | Aurora Energy | 1364.0404 | 1368.87 | 1394.1641 | 1421.1694 | 1404.4258 | 1419.9968 | 1409.0518 | 1388.6783 | Aurora Energy Limited | Lines Business | EA Networks |  | 682.2962 | 686.1695 | 584.4957 | 588.3144 | 563.4806 | 656.2902 | 674.5495 | 560.5792 |  | 635318942.5 | 605615042.5 | 598145207.5 | 620658665 | 613724855
EASH | Electricity Ashburton | 682.2962 | 686.1695 | 584.4957 | 588.3144 | 563.4806 | 656.2902 | 674.5495 | 560.5792 | EA Networks | Lines Business | Electra Limited |  | 435.0436 | 433.9219 | 442.1882 | 444.8076 | 445.3385 | 452.1586 | 457.7931 | 464.2334 |  | 438990305 | 441564027.5 | 446123215 | 450024445 | 454880912.5
EAST | Eastland Network | 301.3012 | 306.1201 | 305.46 | 307.3643 | 306.6704 | 309.0226 | 314.9886 | 182.8368 | Firstlight Network Limited | Lines Business | Firstlight Network Limited |  | 301.3012 | 306.1201 | 305.46 | 307.3643 | 306.6704 | 309.0226 | 314.9886 | 315.321 | Adjusted to include Firstlight | 305061375 | 306403680 | 307129310 | 309511475 | 311500655
EAST | Firstlight Network | [7 empty] | 132.4842 | Firstlight Network Limited | Lines Business | Genesis Energy Ltd |  | 49.4787 | 10.8574 | 3.2819 | 6.1642 | 5.5475 | 6.5087 | 3.2032 | 4.9305 |  | 17445534.25 | 6462729.575 | 5375567.825 | 5355879.325 | 5047469.325
ELEC | Electra | 435.0436 | 433.9219 | 442.1882 | 444.8076 | 445.3385 | 452.1586 | 457.7931 | 464.2334 | Electra Limited | Lines Business | Horizon Energy Distribution Ltd |  | 501.0038 | 512.5114 | 486.8485 | 492.0781 | 486.5867 | 488.276 | 492.4351 | 506.8075 |  | 498110440 | 494506160 | 488447302.5 | 489843970 | 493526320
ELIN | Electricity Invercargill | 259.9701 | 256.7661 | 255.0966 | 252.7505 | 245.3193 | 251.715 | 253.1251 | 237.9523 | Powernet Ltd | Lines Business | KiwiRail Holdings Limited |  | 45.578 | 60.3496 | 56.4152 | 50.6575 | 51.5975 | 45.1166 | 44.5621 | 32.7232 | Manually entered to capture the two KiwiRails | 53250072.25 | 54754940.5 | 50946703 | 47983422.5 | 43499850.05
GENE | Genesis Energy | 49.4787 | 10.8574 | 3.2819 | 6.1642 | 5.5475 | 6.5087 | 3.2032 | 4.9305 | Genesis Energy Ltd | Generator | Mainpower New Zealand Limited |  | 650.1841 | 663.3096 | 632.0609 | 631.1356 | 633.4649 | 667.7988 | 680.566 | 649.1079 | Manually entered to capture the 3 Mainpowers | 644172525.375 | 639992738 | 641115042.75 | 653241315 | 657734397.25
HAWK | Unison Networks | 1640.7081 | 1658.8738 | 1673.2783 | 1701.368 | 1698.6722 | 1694.4386 | 1737.1969 | 1753.5172 | Unison Networks Limited | Lines Business | Manawa Energy Ltd |  | 2.4806 | 1.0959 | 0.7132 | 0.69081 | 0.99124 | 1.4722 | 1.2275 | 2.0511 |  | 112125.0594 | 112125.0594 | 112125.0594 | 112125.0594 | 112125.0594 | Assumed same load as in PY22/23
HEDL | Horizon Energy | 501.0038 | 512.5114 | 486.8485 | 492.0781 | 486.5867 | 488.276 | 492.4351 | 506.8075 | Horizon Energy Distribution Ltd | Lines Business | Marlborough Lines Limited |  | 395.7911 | 401.2965 | 396.2412 | 402.3759 | 406.8297 | 416.0544 | 417.2481 | 409.1949 |  | 398926190 | 401685845 | 405375320 | 410627030 | 412331785
KAPE | Kapuni Energy | 0.008047 | 0.084257 | 0.000104 | 0.003352 | 0.024731 | 0.080598 | 0.07273 | 0.001369 |  |  | MEL (Te Apiti) Limited |  | 0 | 0 | 0 | ` | 0 | 0 | 0 | 0 | Manually zeroed out | 0 | 0 | 0 | 0 | 0
KING | King Country Energy | [10 empty] | MEL (West Wind) Limited |  | 0 | 0 | 0 | 0 | 0 | 0 | 0 | 0 | Manually zeroed out | 0 | 0 | 0 | 0 | 0
KRGL | Kawerau Geothermal | 0.045007 | 0.014747 | 0.23887 | 0.29926 | 0.015823 | 0.16774 | 0.22184 | 0.27401 |  |  | Mercury NZ Limited |  | 90.958 | 90.9145 | 81.3336 | 83.5049 | 84.6566 | 93.0366 | 94.003 | 92.8659 | Manually entered to capture the two Mercurys | 86677763 | 85102405.25 | 85632928.5 | 88800273 | 91140500
KUPE | Kupe Gas Field | 63.2762 | 57.5945 | 53.0709 | 61.9894 | 68.1322 | 64.3349 | 65.7829 | 98.7594 | Beach Energy Resources NZ (Holdings) Ltd | Direct Connect | Mercury SPV Limited |  | 0 | 0 | 0 | 0 | 0 | 0 | 0 | 0 | Manually zeroed out | 0 | 0 | 0 | 0 | 0
LINE | The Lines Company | 307.0924 | 324.979 | 334.1718 | 328.4217 | 325.5804 | 307.7766 | 319.2104 | 314.0604 | The Lines Company Ltd | Lines Business | Meridian Energy Limited |  | 9.7418 | 12.03 | 10.3911 | 14.0973 | 8.6836 | 7.1257 | 8.4072 | 8.7269 | Manually zeroed out | 11565035.25 | 11300493.75 | 10074416.325 | 9578431.825 | 8235835.325
LLNW | Lakeland Network | 12.1082 | 15.1964 | 20.6304 | 25.3438 | 29.3698 | 31.7183 | 34.0238 | 38.3691 | NA | Embedded generator | Methanex New Zealand Ltd |  | 52.4244 | 50.2953 | 50.5329 | 47.3183 | 51.663 | 48.7989 | 46.7124 | 50.0144 |  | 50142716 | 49952357 | 49578247 | 48623113.5 | 49297137
MARL | Marlborough Lines | 395.7911 | 401.2965 | 396.2412 | 402.3759 | 406.8297 | 416.0544 | 417.2481 | 409.1949 | Marlborough Lines Limited | Lines Business | Nelson Electricity Ltd |  | 51.7409 | 51.3581 | 52.481 | 51.955 | 52.3914 | 51.3538 | 51.6821 | 47.176 |  | 51883762.5 | 52046381 | 52045315 | 51845582.5 | 50650826
MERI | Meridian Energy | 9.7418 | 12.03 | 10.3911 | 14.0973 | 8.6836 | 7.1257 | 8.4072 | 8.7269 | Meridian Energy Limited | Generator | Network Tasman Limited |  | 724.8471 | 737.1782 | 748.3267 | 757.5514 | 759.9371 | 745.5466 | 771.2192 | 784.9751 |  | 741975850 | 750748357.5 | 752840465 | 758563600 | 765419525
METH | Methanex | 52.4244 | 50.2953 | 50.5329 | 47.3183 | 51.663 | 48.7989 | 46.7124 | 50.0144 | Methanex New Zealand Ltd | Direct Connect | Network Waitaki Limited |  | 292.1583 | 290.1858 | 240.5044 | 268.4333 | 256.294 | 279.1954 | 315.1205 | 250.1222 |  | 272820475 | 263854387.5 | 261106790 | 279760802.5 | 275183025
MPAS | MainPower | 11.7469 | 65.965 | 63.5152 | 33.3205 | 5.8748 | 5.4591 | 5.3205 | 50.1538 | Mainpower New Zealand Limited | Lines Business | New Zealand Steel Limited |  | 1080.7495 | 1076.5828 | 1079.8993 | 1082.8231 | 1088.8494 | 1019.8015 | 1121.6227 | 1070.0442 |  | 1080013675 | 1082038650 | 1067843325 | 1078274175 | 1075079450
MPAS | MainPower New Zealand Limited (Grid Owner) |  |  |  | 31.8619 | 59.4958 | 51.486 | 56.3633 | 8.2296 | Mainpower New Zealand Limited | Lines Business | Nga Awa Purua Joint Venture |  | 0.07219 | 0.17695 | 0.062652 | 0.12595 | 0.071249 | 0.13613 | 0.024078 | 0.21076 |  | 109435.25 | 109200 | 98995 | 89351.5 | 110555.25
MPOW | MainPower NZ | 638.4371 | 597.3446 | 568.5457 | 565.9532 | 568.0944 | 610.8536 | 618.8821 | 590.7245 | Mainpower New Zealand Limited | Lines Business | Ngatamariki Geothermal Ltd |  | 0 | 0 | 0 | 0 | 0 | 0 | 0 | 0 |  | 0 | 0 | 0 | 0 | 0
MRPL | Mercury | 30.8452 | 25.6176 | 14.5973 | 9.5064 | 1.2255 | 1.8684 | 1.7747 | 20.2643 | Mercury NZ Limited | Generator | Northpower Limited |  | 1040.6531 | 1079.7272 | 1114.2932 | 1105.2462 | 1121.705 | 1080.9008 | 1035.5193 | 1027.3466 | Manually zeroed out | 1084979925 | 1105242900 | 1105536300 | 1085842825 | 1066367925
MRPL | Mercury NZ |  |  |  | 7.4957 | 19.4011 | 25.9873 | 24.0493 | 4.2996 | Mercury NZ Limited | Generator | Nova Energy Limited |  | 1.9151 | 1.0458 | 31.927 | 33.2052 | 34.9412 | 35.3706 | 37.7742 | 36.6184 | Combined Nova and BOP Energy - TOC (tbc) | 17023277.9685 | 25279799.9685 | 33860996.475 | 35322783.25 | 36176083
NAPJ | Nga Awa Purua JV | 0.07219 | 0.17695 | 0.062652 | 0.12595 | 0.071249 | 0.13613 | 0.024078 | 0.21076 | Nga Awa Purua Joint Venture | Generator | NZ Aluminium Smelters Limited |  | 4995.7188 | 5045.7124 | 5016.6367 | 4995.4756 | 5200.3604 | 5134.5225 | 4925.6426 | 4990.6016 |  | 5013385875 | 5064546275 | 5086748800 | 5064000275 | 5062781775
NELS | Nelson Electricity | 51.7409 | 51.3581 | 52.481 | 51.955 | 52.3914 | 51.3538 | 51.6821 | 47.176 | Nelson Electricity Ltd | Lines Business | OMV New Zealand Limited |  | 0 | 0 | 0 | 0 | 0 | 4.9802 | 47.6671 | 44.9395 |  | 0 | 0 | 1245059.75 | 13161829.75 |  | Not a customer in PY22/23, manually zeroed out PY26/27
NPOW | Northpower | 1040.6531 | 1079.7272 | 1114.2932 | 1105.2462 | 1121.705 | 1080.9008 | 1035.5193 | 1027.3466 | Northpower Limited | Lines Business | Orion New Zealand Limited |  | 3292.654 | 3270.4739 | 3286.0916 | 3315.0864 | 3317.806 | 3385.833 | 3428.4602 | 3417.4365 |  | 3291076475 | 3297364475 | 3326204250 | 3361796400 | 3387383925
NZAS | NZ Aluminium Smelters | 4995.7188 | 5045.7124 | 5016.6367 | 4995.4756 | 5200.3604 | 5134.5225 | 4925.6426 | 4990.6016 | NZ Aluminium Smelters Limited | Direct Connect | Pan Pac Forest Product Limited |  | 511.3667 | 523.0945 | 504.9114 | 258.6418 | 38.9152 | 34.2743 | 36.2125 | 327.9471 |  | 449503605 | 331390716.5 | 209185649.75 | 92010933.75 | 109337258.75
NZRN | KiwiRail | 45.578 | 60.3496 | 56.4152 | 27.1022 | 3.9664 | 4.2097 | 3.6948 | 26.8498 | KiwiRail Holdings Limited | Direct Connect | Powerco Limited |  | 5029.833 | 5059.812 | 5095.319 | 5123.4253 | 5138.6553 | 5163.82 | 5216.962 | 5251.663 |  | 5077097325 | 5104302900 | 5130304900 | 5160715650 | 5192775075
NZRN | New Zealand Rail |  |  |  | 23.5553 | 47.6311 | 40.907 | 40.8672 | 5.8734 | KiwiRail Holdings Limited | Direct Connect | Powernet Ltd |  | 1477.2815 | 1482.1581 | 1481.1565 | 1490.8585 | 1494.5376 | 1523.18 | 1565.4901 | 1573.2905 |  | 1482863636.5 | 1487177671 | 1497433147.25 | 1518516563 | 1539124548
NZST | New Zealand Steel | 1080.7495 | 1076.5828 | 1079.8993 | 1082.8231 | 1088.8494 | 1019.8015 | 1121.6227 | 1070.0442 | New Zealand Steel Limited | Direct Connect | Scanpower Limited |  | 83.0884 | 82.1199 | 82.7108 | 82.4694 | 82.9865 | 81.4494 | 83.6132 | 83.9877 |  | 82597149 | 82571659 | 82404044 | 82629633.75 | 83009217.25
OMVP | OMV New Zealand Production | [8 empty] | OMV New Zealand Production Ltd | Direct Connect | Southpark Utilities Limited |  | 0.40825 | 0.4783 | 0.44659 | 0.44165 | 0.47961 | 0.53036 | 0.41106 | 0.42642 |  | 443697.745 | 461536.5 | 474552.75 | 465671.005 | 461864.255
OMVP | OMV New Zealand Production Limited | [5 empty] | 4.9802 | 47.6671 | 44.9395 | OMV New Zealand Production Ltd | Direct Connect | Tararua Wind Power |  | 0 | 0 | 0 | 0 | 0 | 0 | 0 | 0 |  | 0 | 0 | 0 | 0 | 0
ORON | Orion New Zealand | 3292.654 | 3270.4739 | 3286.0916 | 3315.0864 | 3317.806 | 3385.833 | 3428.4602 | 3417.4365 | Orion New Zealand Limited | Lines Business | The Lines Company Ltd |  | 307.0924 | 324.979 | 334.1718 | 328.4217 | 325.5804 | 307.7766 | 319.2104 | 314.0604 |  | 323666242.5 | 328288232.5 | 323987635 | 320247290 | 316656965
OTPO | OtagoNet JV | 429.8105 | 436.6013 | 422.2073 | 425.0788 | 429.4026 | 431.9499 | 425.8114 | 438.4529 | Powernet Ltd | Lines Business | Top Energy Ltd |  | 359.1064 | 355.4166 | 355.854 | 362.3916 | 361.759 | 352.612 | 365.7701 | 367.6739 |  | 358192152.5 | 358855307.5 | 358154150 | 360633175 | 361953755
PANP | Pan Pac Forest Products | 511.3667 | 523.0945 | 504.9114 | 258.6418 | 38.9152 | 34.2743 | 36.2125 | 327.9471 | Pan Pac Forest Product Limited | Direct Connect | Unison Networks Limited |  | 1640.7081 | 1658.8738 | 1673.2783 | 1701.368 | 1698.6722 | 1694.4386 | 1737.1969 | 1753.5172 |  | 1668557050 | 1683048075 | 1691939275 | 1707918925 | 1720956225
PANP | Pan Pacific Forest Industries |  |  |  | 246.1534 | 418.604 | 343.7467 | 355.1134 | 42.2746 | Pan Pac Forest Product Limited | Direct Connect | Vector Limited |  | 8753.8823 | 8686.2872 | 8666.6123 | 8771.3513 | 8723.0261 | 8624.5427 | 8658.7457 | 8709.9951 |  | 8719533275 | 8711819225 | 8696383100 | 8694416450 | 8679077400
POCO | Powerco | 5029.833 | 5059.812 | 5095.319 | 5123.4253 | 5138.6553 | 5163.82 | 5216.962 | 5251.663 | Powerco Limited | Lines Business | Waipa Networks Limited |  | 387.2175 | 395.1818 | 398.9381 | 408.6244 | 410.745 | 413.7188 | 428.1135 | 441.0009 |  | 397490467.5 | 403372342.5 | 408006580 | 415300437.5 | 423394562.5
PTNP | Port Taranaki | 1.0955 | 0.93922 | 0.91187 | 0.98262 | 0.93875 | 0.47446 |  |  | NA | No longer a customer | WEL Networks Limited |  | 1256.9797 | 1256.1946 | 1274.8213 | 1299.3972 | 1317.9686 | 1314.4133 | 1339.3627 | 1367.2064 |  | 1271848200 | 1287095425 | 1301650100 | 1317785450 | 1334737750
RAYN | Rayonier | 55.271 | 55.1997 | 56.3994 | 59.5887 | 60.4846 | 55.3839 | 59.2088 | 56.3085 | Daiken Southland Limited | Direct Connect | Wellington Electricity Lines Limited |  | 2465.6907 | 2447.4255 | 2458.1257 | 2426.399 | 2402.0576 | 2379.5784 | 2401.16 | 2384.1519 |  | 2449410225 | 2433501950 | 2416540175 | 2402298750 | 2391736975
SCAN | Scanpower | 83.0884 | 82.1199 | 82.7108 | 82.4694 | 82.9865 | 81.4494 | 83.6132 | 83.9877 | Scanpower Limited | Lines Business | Westpower Limited |  | 284.1748 | 271.6272 | 245.9255 | 246.1672 | 247.1482 | 248.5369 | 243.7393 | 234.1283 |  | 261973685 | 252717030 | 246944462.5 | 246397907.5 | 243388162.5
SHPK | Southpark Utilities | 0.40825 | 0.4783 | 0.44659 | 0.44165 | 0.47961 | 0.53036 | 0.41106 | 0.42642 | Southpark Utilities Limited | Direct Connect | Whareroa Cogeneration Limited | [10 empty] | 159588579.0946 | 159588579.0946 | 159588579.0946 | 159588579.0946 | 159588579.0946 | Assumed same load as in PY22/23
SOLE | Solid Energy | 0.28146 | 0.319 | 0.32898 | 0.31746 | 0.2021 | 0.06042 | 0.069122 | 0.068108 | FALSE | FALSE | Winstone Pulp International |  | 237.2866 | 243.9996 | 240.7626 | 240.4795 | 236.7746 | 216.4381 | 226.3565 | 215.4369 |  | 240632050 | 240504062.5 | 233613695 | 230012175 | 223751540
TASM | Network Tasman | 724.8471 | 737.1782 | 748.3267 | 757.5514 | 759.9371 | 745.5466 | 771.2192 | 784.9751 | Network Tasman Limited | Lines Business | Kawerau Geothermal Limited | KWGL | [14 empty] | We have assumed customers that connected after PY22/23 receive no allocation of charges.
TGTL | Todd Generation Taranaki |  |  |  |  | 0.20262 | 0.93551 | 1.1346 | 1.416 | FALSE | FALSE | Oji Fibre Solutions (NZ) Ltd | CHHE | [14 empty] | We have assumed customers that connected after PY22/23 receive no allocation of charges.
TODD | Nova Energy | 1.1164 | 0.93532 | 1.086 | 0.59942 | 0.54818 | 0.1303 | 0.46584 | 0.15964 | Nova Energy Limited | Generator | Resolution Development Ltd | SOLE | [14 empty] | We have assumed customers that connected after PY22/23 receive no allocation of charges.
TOPE | Top Energy | 359.1064 | 355.4166 | 355.854 | 362.3916 | 361.759 | 352.612 | 365.7701 | 367.6739 | Top Energy Ltd | Lines Business | Southern Generation GP Limited | SOU2 | [14 empty] | We have assumed customers that connected after PY22/23 receive no allocation of charges.
TPCO | The Power Company | 775.3926 | 773.5943 | 783.2221 | 787.6854 | 790.446 | 807.7968 | 852.5299 | 858.516 | Powernet Ltd | Lines Business | Waverley Windfarm Limited | WAV1 | [14 empty] | We have assumed customers that connected after PY22/23 receive no allocation of charges.
TRPG | Manawa Energy | [6 empty] | 0.21007 | 0.62099 | Trustpower Limited | Generator | Mercury NZ Limited | SCGL | [14 empty] | We have assumed customers that connected after PY22/23 receive no allocation of charges.
TRPG | TrustPower | 0.54332 | 0.51937 | 0.57822 | 0.55828 | 0.61684 | 0.44538 | 0.36508 |  | Trustpower Limited | Generator
TRUS | TrustPower | 1.9373 | 0.57657 | 0.13498 | 0.13253 | 0.37439 | 1.0269 | 0.86243 | 0.29526 | Mercury NZ Limited | Generator | [11 empty] | 40732115898.7425 | 40709713327.4475 | 40667551887.029 | 40758593378.009 | 40846276120.309
TUAR | Tuaropaki Power | 60.1129 | 65.2969 | 66.7363 | 66.5029 | 64.0299 | 65.1808 | 68.1789 | 68.3019 | NA | Generator (but different Transpower customer name
UNET | United Networks | 2733.8896 | 2756.6592 | 2782.2236 | 2824.8816 | 2821.0935 | 2819.5847 | 2851.672 | 2890.6711 | Wellington Electricity Lines Limited | Lines Business
VECT | Vector | 6019.9927 | 5929.628 | 5884.3887 | 5946.4697 | 5901.9326 | 5804.958 | 5807.0737 | 5819.324 | Vector Limited | Lines Business
WAIK | WEL Networks | 1256.9797 | 1256.1946 | 1274.8213 | 1299.3972 | 1317.9686 | 1314.4133 | 1339.3627 | 1367.2064 | WEL Networks Limited | Lines Business
WAIP | Waipa Networks | 387.2175 | 395.1818 | 398.9381 | 408.6244 | 410.745 | 413.7188 | 428.1135 | 441.0009 | Waipa Networks Limited | Lines Business
WATA | Network Waitaki | 292.1583 | 290.1858 | 240.5044 | 268.4333 | 256.294 | 279.1954 | 315.1205 | 250.1222 | Network Waitaki Limited | Lines Business
WNST | Winstone Pulp International | 237.2866 | 243.9996 | 240.7626 | 240.4795 | 236.7746 | 216.4381 | 226.3565 | 215.4369 | Winstone Pulp International | Direct Connect
WPOW | Westpower | 284.1748 | 271.6272 | 245.9255 | 246.1672 | 247.1482 | 248.5369 | 243.7393 | 234.1283 | Westpower Limited | Lines Business
WPWF | Waverley Wind Farm | [6 empty] | 0.29388 | 0.54449 | Waverley Wind Farm | FALSE
|  | 40597.6074 | 40669.6863 | 40481.1022 | 40798.2688 | 40925.0657 | 40845.525 | 41201.4183 | 41045.3903